## Sheet3
EquipCategory | Equipment | Superord.Equip. | Description | Object type | Plant section | Planner group | Main WorkCtr | Work Center | Cost Center | Functional Loc. | MaintPlant | ABC indic. | Planning plant | Company Code | Country | Valid From | Valid To | StandgOrder | Vendor | ConsecNumber | NxtUsgePeriod | TS changed on | TS changed by | TS created on | TS created by | Created On | Created By | Description2 | System status
W | VJ-XIT-J2-102 |  | PH TRANSMITTER ETP RO ROOM | TRANSMITTR | ETP | INS | INS |  | 2010011350 | JSWPL-VJN-UTL-ETP | 2001 | B | 2001 | 2000 |  | 2024-01-01 | 2958465 |  |  | 001 | 001 |  |  | 2024-09-16 | ACCPMSUP06 | 2024-09-16 | ACCPMSUP06 | ETP | INST
W | VJ-XIT-J2-101 |  | PH TRANSMITTER ETP RO ROOM | TRANSMITTR | ETP | INS | INS |  | 2010011350 | JSWPL-VJN-UTL-ETP | 2001 | B | 2001 | 2000 |  | 2024-01-01 | 2958465 |  |  | 001 | 001 |  |  | 2024-09-16 | ACCPMSUP06 | 2024-09-16 | ACCPMSUP06 | ETP | INST
W | VJ-XIT-H1-101 |  | PH TRANSMITTER ETP EQ TANK | TRANSMITTR | ETP | INS | INS |  | 2010011350 | JSWPL-VJN-UTL-ETP | 2001 | B | 2001 | 2000 |  | 2024-01-01 | 2958465 |  |  | 001 | 001 |  |  | 2024-09-16 | ACCPMSUP06 | 2024-09-16 | ACCPMSUP06 | ETP | INST
W | VJ-XIT-B9-101 |  | PH TRANSMITTER ETP RO ROOM | TRANSMITTR | ETP | INS | INS |  | 2010011350 | JSWPL-VJN-UTL-ETP | 2001 | B | 2001 | 2000 |  | 2024-01-01 | 2958465 |  |  | 001 | 001 |  |  | 2024-09-16 | ACCPMSUP06 | 2024-09-16 | ACCPMSUP06 | ETP | INST
W | VJ-TI-108 |  | TEMPERATURE TRANSMITTER OF VJ-TI-108 | TT | ETP | INS | INS |  | 2010011350 | JSWPL-VJN-UTL-ETP | 2001 | A | 2001 | 2000 |  | 2019-08-01 | 2958465 |  |  | 001 | 001 |  |  | 2023-03-20 | ACCPMSUP02 | 2023-03-20 | ACCPMSUP02 | ETP | INST
W | VJ-TI-107 |  | TEMPERATURE TRANSMITTER OF VJ-TI-107 | TT | ETP | INS | INS |  | 2010011350 | JSWPL-VJN-UTL-ETP | 2001 | A | 2001 | 2000 |  | 2019-08-01 | 2958465 |  |  | 001 | 001 |  |  | 2023-03-20 | ACCPMSUP02 | 2023-03-20 | ACCPMSUP02 | ETP | INST
W | VJ-TI-106 |  | TEMPERATURE TRANSMITTER OF VJ-TI-106 | TT | ETP | INS | INS |  | 2010011350 | JSWPL-VJN-UTL-ETP | 2001 | A | 2001 | 2000 |  | 2019-08-01 | 2958465 |  |  | 001 | 001 |  |  | 2023-03-20 | ACCPMSUP02 | 2023-03-20 | ACCPMSUP02 | ETP | INST
W | VJ-TI-105 |  | TEMPERATURE TRANSMITTER OF VJ-TI-105 | TT | ETP | INS | INS |  | 2010011350 | JSWPL-VJN-UTL-ETP | 2001 | A | 2001 | 2000 |  | 2019-08-01 | 2958465 |  |  | 001 | 001 |  |  | 2023-03-20 | ACCPMSUP02 | 2023-03-20 | ACCPMSUP02 | ETP | INST
W | VJ-TI-104 |  | TEMPERATURE TRANSMITTER OF VJ-TI-104 | TT | ETP | INS | INS |  | 2010011350 | JSWPL-VJN-UTL-ETP | 2001 | A | 2001 | 2000 |  | 2019-08-01 | 2958465 |  |  | 001 | 001 |  |  | 2023-03-20 | ACCPMSUP02 | 2023-03-20 | ACCPMSUP02 | ETP | INST
W | VJ-TI-103 |  | TEMPERATURE TRANSMITTER OF VJ-TI-103 | TT | ETP | INS | INS |  | 2010011350 | JSWPL-VJN-UTL-ETP | 2001 | A | 2001 | 2000 |  | 2019-08-01 | 2958465 |  |  | 001 | 001 |  |  | 2023-03-20 | ACCPMSUP02 | 2023-03-20 | ACCPMSUP02 | ETP | INST
W | VJ-TI-102 |  | TEMPERATURE TRANSMITTER OF VJ-TI-102 | TT | ETP | INS | INS |  | 2010011350 | JSWPL-VJN-UTL-ETP | 2001 | A | 2001 | 2000 |  | 2019-08-01 | 2958465 |  |  | 001 | 001 |  |  | 2023-03-20 | ACCPMSUP02 | 2023-03-20 | ACCPMSUP02 | ETP | INST
W | VJ-TI-101 |  | TEMPERATURE TRANSMITTER OF VJ-TI-101 | TT | ETP | INS | INS |  | 2010011350 | JSWPL-VJN-UTL-ETP | 2001 | A | 2001 | 2000 |  | 2019-08-01 | 2958465 |  |  | 001 | 001 |  |  | 2023-03-20 | ACCPMSUP02 | 2023-03-20 | ACCPMSUP02 | ETP | INST
W | VJ-PT-J2-104 |  | PRESSURE GAUGE OF VJ-PT-J2-104-ETP | PT | ETP | INS | INS |  | 2010011350 | JSWPL-VJN-UTL-ETP | 2001 | C | 2001 | 2000 |  | 2019-08-01 | 2958465 |  |  | 001 | 001 |  |  | 2023-03-20 | ACCPMSUP02 | 2023-03-20 | ACCPMSUP02 | ETP | INST
W | VJ-PT-J2-103 |  | PRESSURE GAUGE OF VJ-PT-J2-103-ETP | PT | ETP | INS | INS |  | 2010011350 | JSWPL-VJN-UTL-ETP | 2001 | C | 2001 | 2000 |  | 2019-08-01 | 2958465 |  |  | 001 | 001 |  |  | 2023-03-20 | ACCPMSUP02 | 2023-03-20 | ACCPMSUP02 | ETP | INST
W | VJ-PT-J2-102 |  | PRESSURE GAUGE OF VJ-PT-J2-102-ETP | PT | ETP | INS | INS |  | 2010011350 | JSWPL-VJN-UTL-ETP | 2001 | C | 2001 | 2000 |  | 2019-08-01 | 2958465 |  |  | 001 | 001 |  |  | 2023-03-20 | ACCPMSUP02 | 2023-03-20 | ACCPMSUP02 | ETP | INST
W | VJ-PT-J2-101 |  | PRESSURE GAUGE OF VJ-PT-J2-101-ETP | PT | ETP | INS | INS |  | 2010011350 | JSWPL-VJN-UTL-ETP | 2001 | C | 2001 | 2000 |  | 2019-08-01 | 2958465 |  |  | 001 | 001 |  |  | 2023-03-20 | ACCPMSUP02 | 2023-03-20 | ACCPMSUP02 | ETP | INST
W | VJ-PT-H1-101 |  | PRESSURE GAUGE OF VJ-PT-H1-101-ETP | PT | ETP | INS | INS |  | 2010011350 | JSWPL-VJN-UTL-ETP | 2001 | C | 2001 | 2000 |  | 2019-08-01 | 2958465 |  |  | 001 | 001 |  |  | 2023-03-20 | ACCPMSUP02 | 2023-03-20 | ACCPMSUP02 | ETP | INST
W | VJ-PG-T-CA-1 |  | PRESSSURE GAUGE OF T-CA-1 | PG | ETP | INS | INS |  | 2010011350 | JSWPL-VJN-UTL-ETP | 2001 | C | 2001 | 2000 |  | 2019-08-01 | 2958465 |  |  | 001 | 001 |  |  | 2023-03-20 | ACCPMSUP02 | 2023-03-20 | ACCPMSUP02 | ETP | INST
W | VJ-PG-M2-101B |  | PRESSURE GAUGE OF M2-101B- ETP | PG | ETP | INS | INS |  | 2010011350 | JSWPL-VJN-UTL-ETP | 2001 | C | 2001 | 2000 |  | 2019-08-01 | 2958465 |  |  | 001 | 001 |  |  | 2023-03-20 | ACCPMSUP02 | 2023-03-20 | ACCPMSUP02 | ETP | INST
W | VJ-PG-M2-101A |  | PRESSURE GAUGE OF M2-101A- ETP | PG | ETP | INS | INS |  | 2010011350 | JSWPL-VJN-UTL-ETP | 2001 | C | 2001 | 2000 |  | 2019-08-01 | 2958465 |  |  | 001 | 001 |  |  | 2023-03-20 | ACCPMSUP02 | 2023-03-20 | ACCPMSUP02 | ETP | INST
W | VJ-PG-L8-101B |  | PRESSURE GAUGE OF L8-101B- ETP | PG | ETP | INS | INS |  | 2010011350 | JSWPL-VJN-UTL-ETP | 2001 | C | 2001 | 2000 |  | 2019-08-01 | 2958465 |  |  | 001 | 001 |  |  | 2023-03-20 | ACCPMSUP02 | 2023-03-20 | ACCPMSUP02 | ETP | INST
W | VJ-PG-L8-101A |  | PRESSURE GAUGE OF L8-101A- ETP | PG | ETP | INS | INS |  | 2010011350 | JSWPL-VJN-UTL-ETP | 2001 | C | 2001 | 2000 |  | 2019-08-01 | 2958465 |  |  | 001 | 001 |  |  | 2023-03-20 | ACCPMSUP02 | 2023-03-20 | ACCPMSUP02 | ETP | INST
W | VJ-PG-J2-106B |  | PRESSURE GAUGE OF J2-106B- ETP | PG | ETP | INS | INS |  | 2010011350 | JSWPL-VJN-UTL-ETP | 2001 | C | 2001 | 2000 |  | 2019-08-01 | 2958465 |  |  | 001 | 001 |  |  | 2023-03-20 | ACCPMSUP02 | 2023-03-20 | ACCPMSUP02 | ETP | INST
W | VJ-PG-J2-106A |  | PRESSURE GAUGE OF J2-106A- ETP | PG | ETP | INS | INS |  | 2010011350 | JSWPL-VJN-UTL-ETP | 2001 | C | 2001 | 2000 |  | 2019-08-01 | 2958465 |  |  | 001 | 001 |  |  | 2023-03-20 | ACCPMSUP02 | 2023-03-20 | ACCPMSUP02 | ETP | INST
W | VJ-PG-J2-105B |  | PRESSURE GAUGE OF J2-105B- ETP | PG | ETP | INS | INS |  | 2010011350 | JSWPL-VJN-UTL-ETP | 2001 | C | 2001 | 2000 |  | 2019-08-01 | 2958465 |  |  | 001 | 001 |  |  | 2023-03-20 | ACCPMSUP02 | 2023-03-20 | ACCPMSUP02 | ETP | INST
W | VJ-PG-J2-105A |  | PRESSURE GAUGE OF J2-105A- ETP | PG | ETP | INS | INS |  | 2010011350 | JSWPL-VJN-UTL-ETP | 2001 | C | 2001 | 2000 |  | 2019-08-01 | 2958465 |  |  | 001 | 001 |  |  | 2023-03-20 | ACCPMSUP02 | 2023-03-20 | ACCPMSUP02 | ETP | INST
W | VJ-PG-J2-103 |  | PRESSURE GAUGE OF J2-103- ETP | PG | ETP | INS | INS |  | 2010011350 | JSWPL-VJN-UTL-ETP | 2001 | C | 2001 | 2000 |  | 2019-08-01 | 2958465 |  |  | 001 | 001 |  |  | 2023-03-20 | ACCPMSUP02 | 2023-03-20 | ACCPMSUP02 | ETP | INST
W | VJ-PG-J2-102B |  | PRESSURE GAUGE OF J2-102B- ETP | PG | ETP | INS | INS |  | 2010011350 | JSWPL-VJN-UTL-ETP | 2001 | C | 2001 | 2000 |  | 2019-08-01 | 2958465 |  |  | 001 | 001 |  |  | 2023-03-20 | ACCPMSUP02 | 2023-03-20 | ACCPMSUP02 | ETP | INST
W | VJ-PG-J2-102A |  | PRESSURE GAUGE OF J2-102A- ETP | PG | ETP | INS | INS |  | 2010011350 | JSWPL-VJN-UTL-ETP | 2001 | C | 2001 | 2000 |  | 2019-08-01 | 2958465 |  |  | 001 | 001 |  |  | 2023-03-20 | ACCPMSUP02 | 2023-03-20 | ACCPMSUP02 | ETP | INST
W | VJ-PG-J2-101B |  | PRESSURE GAUGE OF J2-101B- ETP | PG | ETP | INS | INS |  | 2010011350 | JSWPL-VJN-UTL-ETP | 2001 | C | 2001 | 2000 |  | 2019-08-01 | 2958465 |  |  | 001 | 001 |  |  | 2023-03-20 | ACCPMSUP02 | 2023-03-20 | ACCPMSUP02 | ETP | INST
W | VJ-PG-J2-101A |  | PRESSURE GAUGE OF J2-101A- ETP | PG | ETP | INS | INS |  | 2010011350 | JSWPL-VJN-UTL-ETP | 2001 | C | 2001 | 2000 |  | 2019-08-01 | 2958465 |  |  | 001 | 001 |  |  | 2023-03-20 | ACCPMSUP02 | 2023-03-20 | ACCPMSUP02 | ETP | INST
W | VJ-PG-H1-104 |  | PRESSURE GAUGE OF H1-104- ETP | PG | ETP | INS | INS |  | 2010011350 | JSWPL-VJN-UTL-ETP | 2001 | C | 2001 | 2000 |  | 2019-08-01 | 2958465 |  |  | 001 | 001 |  |  | 2023-03-20 | ACCPMSUP02 | 2023-03-20 | ACCPMSUP02 | ETP | INST
W | VJ-PG-H1-103B |  | PRESSURE GAUGE OF H1-103B- ETP | PG | ETP | INS | INS |  | 2010011350 | JSWPL-VJN-UTL-ETP | 2001 | C | 2001 | 2000 |  | 2019-08-01 | 2958465 |  |  | 001 | 001 |  |  | 2023-03-20 | ACCPMSUP02 | 2023-03-20 | ACCPMSUP02 | ETP | INST
W | VJ-PG-H1-103A |  | PRESSURE GAUGE OF H1-103A- ETP | PG | ETP | INS | INS |  | 2010011350 | JSWPL-VJN-UTL-ETP | 2001 | C | 2001 | 2000 |  | 2019-08-01 | 2958465 |  |  | 001 | 001 |  |  | 2023-03-20 | ACCPMSUP02 | 2023-03-20 | ACCPMSUP02 | ETP | INST
W | VJ-PG-H1-102B |  | PRESSURE GAUGE OF H1-102B- ETP | PG | ETP | INS | INS |  | 2010011350 | JSWPL-VJN-UTL-ETP | 2001 | C | 2001 | 2000 |  | 2019-08-01 | 2958465 |  |  | 001 | 001 |  |  | 2023-03-20 | ACCPMSUP02 | 2023-03-20 | ACCPMSUP02 | ETP | INST
W | VJ-PG-H1-102A |  | PRESSURE GAUGE OF H1-102A- ETP | PG | ETP | INS | INS |  | 2010011350 | JSWPL-VJN-UTL-ETP | 2001 | C | 2001 | 2000 |  | 2019-08-01 | 2958465 |  |  | 001 | 001 |  |  | 2023-03-20 | ACCPMSUP02 | 2023-03-20 | ACCPMSUP02 | ETP | INST
W | VJ-PG-H1-101B |  | PRESSURE GAUGE OF H1-101B- ETP | PG | ETP | INS | INS |  | 2010011350 | JSWPL-VJN-UTL-ETP | 2001 | C | 2001 | 2000 |  | 2019-08-01 | 2958465 |  |  | 001 | 001 |  |  | 2023-03-20 | ACCPMSUP02 | 2023-03-20 | ACCPMSUP02 | ETP | INST
W | VJ-PG-H1-101A |  | PRESSURE GAUGE OF H1-101A- ETP | PG | ETP | INS | INS |  | 2010011350 | JSWPL-VJN-UTL-ETP | 2001 | C | 2001 | 2000 |  | 2019-08-01 | 2958465 |  |  | 001 | 001 |  |  | 2023-03-20 | ACCPMSUP02 | 2023-03-20 | ACCPMSUP02 | ETP | INST
W | VJ-PG-E7-103B |  | PRESSURE GAUGE OF E7-103B- ETP | PG | ETP | INS | INS |  | 2010011350 | JSWPL-VJN-UTL-ETP | 2001 | C | 2001 | 2000 |  | 2019-08-01 | 2958465 |  |  | 001 | 001 |  |  | 2023-03-20 | ACCPMSUP02 | 2023-03-20 | ACCPMSUP02 | ETP | INST
W | VJ-PG-E7-103A |  | PRESSURE GAUGE OF E7-103A- ETP | PG | ETP | INS | INS |  | 2010011350 | JSWPL-VJN-UTL-ETP | 2001 | C | 2001 | 2000 |  | 2019-08-01 | 2958465 |  |  | 001 | 001 |  |  | 2023-03-20 | ACCPMSUP02 | 2023-03-20 | ACCPMSUP02 | ETP | INST
W | VJ-PG-E7-101B |  | PRESSURE GAUGE OF E7-101B- ETP | PG | ETP | INS | INS |  | 2010011350 | JSWPL-VJN-UTL-ETP | 2001 | C | 2001 | 2000 |  | 2019-08-01 | 2958465 |  |  | 001 | 001 |  |  | 2023-03-20 | ACCPMSUP02 | 2023-03-20 | ACCPMSUP02 | ETP | INST
W | VJ-PG-E7-101A |  | PRESSURE GAUGE OF E7-101A- ETP | PG | ETP | INS | INS |  | 2010011350 | JSWPL-VJN-UTL-ETP | 2001 | C | 2001 | 2000 |  | 2019-08-01 | 2958465 |  |  | 001 | 001 |  |  | 2023-03-20 | ACCPMSUP02 | 2023-03-20 | ACCPMSUP02 | ETP | INST
W | VJ-PG-CHC3-T2-1 |  | PRESSURE GAUGE OF CHC3-T2-1 | PG | ETP | INS | INS |  | 2010011350 | JSWPL-VJN-UTL-ETP | 2001 | C | 2001 | 2000 |  | 2019-08-01 | 2958465 |  |  | 001 | 001 |  |  | 2023-03-20 | ACCPMSUP02 | 2023-03-20 | ACCPMSUP02 | ETP | INST
W | VJ-PG-CHC3-T1-1 |  | PRESSURE GAUGE OF CHC3-T1-1 | PG | ETP | INS | INS |  | 2010011350 | JSWPL-VJN-UTL-ETP | 2001 | C | 2001 | 2000 |  | 2019-08-01 | 2958465 |  |  | 001 | 001 |  |  | 2023-03-20 | ACCPMSUP02 | 2023-03-20 | ACCPMSUP02 | ETP | INST
W | VJ-PG-CHC2-T2-1 |  | PRESSURE GAUGE OF CHC2-T2-1 | PG | ETP | INS | INS |  | 2010011350 | JSWPL-VJN-UTL-ETP | 2001 | C | 2001 | 2000 |  | 2019-08-01 | 2958465 |  |  | 001 | 001 |  |  | 2023-03-20 | ACCPMSUP02 | 2023-03-20 | ACCPMSUP02 | ETP | INST
W | VJ-PG-CHC2-T1-1 |  | PRESSURE GAUGE OF CHC2-T1-1 | PG | ETP | INS | INS |  | 2010011350 | JSWPL-VJN-UTL-ETP | 2001 | C | 2001 | 2000 |  | 2019-08-01 | 2958465 |  |  | 001 | 001 |  |  | 2023-03-20 | ACCPMSUP02 | 2023-03-20 | ACCPMSUP02 | ETP | INST
W | VJ-PG-CHC1-T2-1 |  | PRESSURE GAUGE OF CHC1-T2-1 | PG | ETP | INS | INS |  | 2010011350 | JSWPL-VJN-UTL-ETP | 2001 | C | 2001 | 2000 |  | 2019-08-01 | 2958465 |  |  | 001 | 001 |  |  | 2023-03-20 | ACCPMSUP02 | 2023-03-20 | ACCPMSUP02 | ETP | INST
W | VJ-PG-CHC1-T1-1 |  | PRESSURE GAUGE OF CHC1-T1-1 | PG | ETP | INS | INS |  | 2010011350 | JSWPL-VJN-UTL-ETP | 2001 | C | 2001 | 2000 |  | 2019-08-01 | 2958465 |  |  | 001 | 001 |  |  | 2023-03-20 | ACCPMSUP02 | 2023-03-20 | ACCPMSUP02 | ETP | INST
W | VJ-PG-CH1-2 |  | PRESSURE GAUGE OF CH1-2 | PG | ETP | INS | INS |  | 2010011350 | JSWPL-VJN-UTL-ETP | 2001 | C | 2001 | 2000 |  | 2019-08-01 | 2958465 |  |  | 001 | 001 |  |  | 2023-03-20 | ACCPMSUP02 | 2023-03-20 | ACCPMSUP02 | ETP | INST
W | VJ-PG-CH1-1 |  | PRESSURE GAUGE OF CH1-1 | PG | ETP | INS | INS |  | 2010011350 | JSWPL-VJN-UTL-ETP | 2001 | C | 2001 | 2000 |  | 2019-08-01 | 2958465 |  |  | 001 | 001 |  |  | 2023-03-20 | ACCPMSUP02 | 2023-03-20 | ACCPMSUP02 | ETP | INST
W | VJ-PG-C5-101A |  | PRESSURE GAUGE OF C5-101A- ETP | PG | ETP | INS | INS |  | 2010011350 | JSWPL-VJN-UTL-ETP | 2001 | C | 2001 | 2000 |  | 2019-08-01 | 2958465 |  |  | 001 | 001 |  |  | 2023-03-20 | ACCPMSUP02 | 2023-03-20 | ACCPMSUP02 | ETP | INST
W | VJ-PG-B9-102B |  | PRESSURE GAUGE OF B9-102B- ETP | PG | ETP | INS | INS |  | 2010011350 | JSWPL-VJN-UTL-ETP | 2001 | C | 2001 | 2000 |  | 2019-08-01 | 2958465 |  |  | 001 | 001 |  |  | 2023-03-20 | ACCPMSUP02 | 2023-03-20 | ACCPMSUP02 | ETP | INST
W | VJ-PG-B9-102A |  | PRESSURE GAUGE OF B9-102A- ETP | PG | ETP | INS | INS |  | 2010011350 | JSWPL-VJN-UTL-ETP | 2001 | C | 2001 | 2000 |  | 2019-08-01 | 2958465 |  |  | 001 | 001 |  |  | 2023-03-20 | ACCPMSUP02 | 2023-03-20 | ACCPMSUP02 | ETP | INST
W | VJ-PG-B9-101B |  | PRESSURE GAUGE OF B9-101B- ETP | PG | ETP | INS | INS |  | 2010011350 | JSWPL-VJN-UTL-ETP | 2001 | C | 2001 | 2000 |  | 2019-08-01 | 2958465 |  |  | 001 | 001 |  |  | 2023-03-20 | ACCPMSUP02 | 2023-03-20 | ACCPMSUP02 | ETP | INST
W | VJ-PG-B9-101A |  | PRESSURE GAUGE OF B9-101A- ETP | PG | ETP | INS | INS |  | 2010011350 | JSWPL-VJN-UTL-ETP | 2001 | C | 2001 | 2000 |  | 2019-08-01 | 2958465 |  |  | 001 | 001 |  |  | 2023-03-20 | ACCPMSUP02 | 2023-03-20 | ACCPMSUP02 | ETP | INST
W | VJ-PG-B10-101D |  | PRESSURE GAUGE OF B10-101D- ETP | PG | ETP | INS | INS |  | 2010011350 | JSWPL-VJN-UTL-ETP | 2001 | C | 2001 | 2000 |  | 2019-08-01 | 2958465 |  |  | 001 | 001 |  |  | 2023-03-20 | ACCPMSUP02 | 2023-03-20 | ACCPMSUP02 | ETP | INST
W | VJ-PG-B10-101C |  | PRESSURE GAUGE OF B10-101C- ETP | PG | ETP | INS | INS |  | 2010011350 | JSWPL-VJN-UTL-ETP | 2001 | C | 2001 | 2000 |  | 2019-08-01 | 2958465 |  |  | 001 | 001 |  |  | 2023-03-20 | ACCPMSUP02 | 2023-03-20 | ACCPMSUP02 | ETP | INST
W | VJ-PG-B10-101B |  | PRESSURE GAUGE OF B10-101B- ETP | PG | ETP | INS | INS |  | 2010011350 | JSWPL-VJN-UTL-ETP | 2001 | C | 2001 | 2000 |  | 2019-08-01 | 2958465 |  |  | 001 | 001 |  |  | 2023-03-20 | ACCPMSUP02 | 2023-03-20 | ACCPMSUP02 | ETP | INST
W | VJ-PG-B10-101A |  | PRESSURE GAUGE OF B10-101A- ETP | PG | ETP | INS | INS |  | 2010011350 | JSWPL-VJN-UTL-ETP | 2001 | C | 2001 | 2000 |  | 2019-08-01 | 2958465 |  |  | 001 | 001 |  |  | 2023-03-20 | ACCPMSUP02 | 2023-03-20 | ACCPMSUP02 | ETP | INST
W | VJ-PG-104 |  | PRESSURE GAUGE OF 104- ETP | PG | ETP | INS | INS |  | 2010011350 | JSWPL-VJN-UTL-ETP | 2001 | C | 2001 | 2000 |  | 2019-08-01 | 2958465 |  |  | 001 | 001 |  |  | 2023-03-20 | ACCPMSUP02 | 2023-03-20 | ACCPMSUP02 | ETP | INST
W | VJ-PG-103 |  | PRESSURE GAUGE OF 103- ETP | PG | ETP | INS | INS |  | 2010011350 | JSWPL-VJN-UTL-ETP | 2001 | C | 2001 | 2000 |  | 2019-08-01 | 2958465 |  |  | 001 | 001 |  |  | 2023-03-20 | ACCPMSUP02 | 2023-03-20 | ACCPMSUP02 | ETP | INST
W | VJ-PG-102 |  | PRESSURE GAUGE OF 102- ETP | PG | ETP | INS | INS |  | 2010011350 | JSWPL-VJN-UTL-ETP | 2001 | C | 2001 | 2000 |  | 2019-08-01 | 2958465 |  |  | 001 | 001 |  |  | 2023-03-20 | ACCPMSUP02 | 2023-03-20 | ACCPMSUP02 | ETP | INST
W | VJ-PG-101 |  | PRESSURE GAUGE OF 101- ETP | PG | ETP | INS | INS |  | 2010011350 | JSWPL-VJN-UTL-ETP | 2001 | C | 2001 | 2000 |  | 2019-08-01 | 2958465 |  |  | 001 | 001 |  |  | 2023-03-20 | ACCPMSUP02 | 2023-03-20 | ACCPMSUP02 | ETP | INST
W | VJ-ORP-J2-101 |  | ORP METER RO ROOM | TRANSMITTR | ETP | INS | INS |  | 2010011350 | JSWPL-VJN-UTL-ETP | 2001 | B | 2001 | 2000 |  | 2024-01-01 | 2958465 |  |  | 001 | 001 |  |  | 2024-09-16 | ACCPMSUP06 | 2024-09-16 | ACCPMSUP06 | ETP | INST
W | VJ-LS-M2-101 |  | LEVEL SWITCH OF T-M2-106 COLLECTION CHEM | LEVEL_SWIT | ETP | INS | INS |  | 2010011350 | JSWPL-VJN-UTL-ETP | 2001 | B | 2001 | 2000 |  | 2019-08-01 | 2958465 |  |  | 001 | 001 |  |  | 2023-03-20 | ACCPMSUP02 | 2023-03-20 | ACCPMSUP02 | ETP | INST
W | VJ-LS-J2-104 |  | LEVEL SWITCH OF T-J2-116 RO PERMEATE TAN | LEVEL_SWIT | ETP | INS | INS |  | 2010011350 | JSWPL-VJN-UTL-ETP | 2001 | B | 2001 | 2000 |  | 2019-08-01 | 2958465 |  |  | 001 | 001 |  |  | 2023-03-20 | ACCPMSUP02 | 2023-03-20 | ACCPMSUP02 | ETP | INST
W | VJ-LS-J2-103 |  | LEVEL SWITCH OF T-J2-114 RO REJECT TANK | LEVEL_SWIT | ETP | INS | INS |  | 2010011350 | JSWPL-VJN-UTL-ETP | 2001 | B | 2001 | 2000 |  | 2019-08-01 | 2958465 |  |  | 001 | 001 |  |  | 2023-03-20 | ACCPMSUP02 | 2023-03-20 | ACCPMSUP02 | ETP | INST
W | VJ-LS-J2-102 |  | LEVEL SWITCH OF T-J2-112 RO CIP TANK | LEVEL_SWIT | ETP | INS | INS |  | 2010011350 | JSWPL-VJN-UTL-ETP | 2001 | B | 2001 | 2000 |  | 2019-08-01 | 2958465 |  |  | 001 | 001 |  |  | 2023-03-20 | ACCPMSUP02 | 2023-03-20 | ACCPMSUP02 | ETP | INST
W | VJ-LS-J2-101 |  | LEVEL SWITCH OF T-J2-101 RO-I & II FEED | LEVEL_SWIT | ETP | INS | INS |  | 2010011350 | JSWPL-VJN-UTL-ETP | 2001 | B | 2001 | 2000 |  | 2019-08-01 | 2958465 |  |  | 001 | 001 |  |  | 2023-03-20 | ACCPMSUP02 | 2023-03-20 | ACCPMSUP02 | ETP | INST
W | VJ-LS-B9-101B |  | LEVEL SWITCH OF T-B9-105B EQUILIZATION T | LEVEL_SWIT | ETP | INS | INS |  | 2010011350 | JSWPL-VJN-UTL-ETP | 2001 | B | 2001 | 2000 |  | 2019-08-01 | 2958465 |  |  | 001 | 001 |  |  | 2023-03-20 | ACCPMSUP02 | 2023-03-20 | ACCPMSUP02 | ETP | INST
W | VJ-LS-B9-101A |  | LEVEL SWITCH OF T-B9-105A EQUILIZATION T | LEVEL_SWIT | ETP | INS | INS |  | 2010011350 | JSWPL-VJN-UTL-ETP | 2001 | B | 2001 | 2000 |  | 2019-08-01 | 2958465 |  |  | 001 | 001 |  |  | 2023-03-20 | ACCPMSUP02 | 2023-03-20 | ACCPMSUP02 | ETP | INST
W | VJ-LS-B10-101B |  | LEVEL SWITCH OF T-B10-101A ETP COLLECTIO | LEVEL_SWIT | ETP | INS | INS |  | 2010011350 | JSWPL-VJN-UTL-ETP | 2001 | B | 2001 | 2000 |  | 2019-08-01 | 2958465 |  |  | 001 | 001 |  |  | 2023-03-20 | ACCPMSUP02 | 2023-03-20 | ACCPMSUP02 | ETP | INST
W | VJ-LS-B10-101A |  | LEVEL SWITCH OF T-B10-101B ETP COLLECTIO | LEVEL_SWIT | ETP | INS | INS |  | 2010011350 | JSWPL-VJN-UTL-ETP | 2001 | B | 2001 | 2000 |  | 2019-08-01 | 2958465 |  |  | 001 | 001 |  |  | 2023-03-20 | ACCPMSUP02 | 2023-03-20 | ACCPMSUP02 | ETP | INST
W | VJ-LS-103 |  | LEVEL SWITCH OF FFEED TANK T-103 | LEVEL_SWIT | ETP | INS | INS |  | 2010011350 | JSWPL-VJN-UTL-ETP | 2001 | B | 2001 | 2000 |  | 2019-08-01 | 2958465 |  |  | 001 | 001 |  |  | 2023-03-20 | ACCPMSUP02 | 2023-03-20 | ACCPMSUP02 | ETP | INST
W | VJ-LS-102 |  | LEVEL SWITCH OF FFEED TANK T-102 | LEVEL_SWIT | ETP | INS | INS |  | 2010011350 | JSWPL-VJN-UTL-ETP | 2001 | B | 2001 | 2000 |  | 2019-08-01 | 2958465 |  |  | 001 | 001 |  |  | 2023-03-20 | ACCPMSUP02 | 2023-03-20 | ACCPMSUP02 | ETP | INST
W | VJ-LS-101 |  | LEVEL SWITCH OF FFEED TANK T-101 | LEVEL_SWIT | ETP | INS | INS |  | 2010011350 | JSWPL-VJN-UTL-ETP | 2001 | B | 2001 | 2000 |  | 2019-08-01 | 2958465 |  |  | 001 | 001 |  |  | 2023-03-20 | ACCPMSUP02 | 2023-03-20 | ACCPMSUP02 | ETP | INST
W | VJ-FIT-MFT-101 |  | MEE FLOW METER | FLOW METER | ETP | INS | INS |  | 2010011350 | JSWPL-VJN-UTL-ETP | 2001 | A | 2001 | 2000 |  | 2019-08-01 | 2958465 |  |  | 001 | 001 |  |  | 2023-03-20 | ACCPMSUP02 | 2023-03-20 | ACCPMSUP02 | ETP | INST
W | VJ-FIT-M2-101 |  | STP FLOW METER | FLOW METER | ETP | INS | INS |  | 2010011350 | JSWPL-VJN-UTL-ETP | 2001 | A | 2001 | 2000 |  | 2019-08-01 | 2958465 |  |  | 001 | 001 |  |  | 2023-03-20 | ACCPMSUP02 | 2023-03-20 | ACCPMSUP02 | ETP | INST
W | VJ-FIT-J2-104 |  | RO PERMEATE FLOW METER (RO2) | FLOW METER | ETP | INS | INS |  | 2010011350 | JSWPL-VJN-UTL-ETP | 2001 | A | 2001 | 2000 |  | 2019-08-01 | 2958465 |  |  | 001 | 001 |  |  | 2023-03-20 | ACCPMSUP02 | 2023-03-20 | ACCPMSUP02 | ETP | INST
W | VJ-FIT-J2-103 |  | RO PERMEATE FLOW METER (RO1) | FLOW METER | ETP | INS | INS |  | 2010011350 | JSWPL-VJN-UTL-ETP | 2001 | A | 2001 | 2000 |  | 2019-08-01 | 2958465 |  |  | 001 | 001 |  |  | 2023-03-20 | ACCPMSUP02 | 2023-03-20 | ACCPMSUP02 | ETP | INST
W | VJ-FIT-J2-102 |  | RO REJECT FLOW METER | FLOW METER | ETP | INS | INS |  | 2010011350 | JSWPL-VJN-UTL-ETP | 2001 | A | 2001 | 2000 |  | 2019-08-01 | 2958465 |  |  | 001 | 001 |  |  | 2023-03-20 | ACCPMSUP02 | 2023-03-20 | ACCPMSUP02 | ETP | INST
W | VJ-FIT-J2-101 |  | RO FEED FLOW METER | FLOW METER | ETP | INS | INS |  | 2010011350 | JSWPL-VJN-UTL-ETP | 2001 | A | 2001 | 2000 |  | 2019-08-01 | 2958465 |  |  | 001 | 001 |  |  | 2023-03-20 | ACCPMSUP02 | 2023-03-20 | ACCPMSUP02 | ETP | INST
W | VJ-FIT-H1-101 |  | SUF FLOW METER | FLOW METER | ETP | INS | INS |  | 2010011350 | JSWPL-VJN-UTL-ETP | 2001 | A | 2001 | 2000 |  | 2019-08-01 | 2958465 |  |  | 001 | 001 |  |  | 2023-03-20 | ACCPMSUP02 | 2023-03-20 | ACCPMSUP02 | ETP | INST
W | VJ-FIT-DEC-101 |  | DECENTER FEED FLOW METER | TRANSMITTR | ETP | INS | INS |  | 2010011350 | JSWPL-VJN-UTL-ETP | 2001 | B | 2001 | 2000 |  | 2024-01-01 | 2958465 |  |  | 001 | 001 |  |  | 2024-09-16 | ACCPMSUP06 | 2024-09-16 | ACCPMSUP06 | ETP | INST
W | VJ-FIT-B9-101 |  | ETP FLOW METER | FLOW METER | ETP | INS | INS |  | 2010011350 | JSWPL-VJN-UTL-ETP | 2001 | A | 2001 | 2000 |  | 2019-08-01 | 2958465 |  |  | 001 | 001 |  |  | 2023-03-20 | ACCPMSUP02 | 2023-03-20 | ACCPMSUP02 | ETP | INST
R | VJ-DOFL-01 |  | DIESEL OPERATED FORK LIFT |  | ETP | MEC | MEC |  | 2010011150 | JSWPL-VJN-MHE | 2001 | B | 2001 | 2000 |  | 2019-04-01 | 2958465 |  |  | 001 | 001 |  |  | 2019-07-31 | 06090583 | 2019-07-31 | 06090583 | Material Handling Equipment | INST
W | VJ-CIT-J2-102 |  | CONDUCTIVITY METER RO ROOM | TRANSMITTR | ETP | INS | INS |  | 2010011350 | JSWPL-VJN-UTL-ETP | 2001 | B | 2001 | 2000 |  | 2024-01-01 | 2958465 |  |  | 001 | 001 |  |  | 2024-09-16 | ACCPMSUP06 | 2024-09-16 | ACCPMSUP06 | ETP | INST
W | VJ-CIT-J2-101 |  | CONDUCTIVITY METER RO ROOM | TRANSMITTR | ETP | INS | INS |  | 2010011350 | JSWPL-VJN-UTL-ETP | 2001 | B | 2001 | 2000 |  | 2024-01-01 | 2958465 |  |  | 001 | 001 |  |  | 2024-09-16 | ACCPMSUP06 | 2024-09-16 | ACCPMSUP06 | ETP | INST

## Sheet4
EquipCategory | Equipment | Superord.Equip. | Description | Object type | Plant section | Planner group | Main WorkCtr | Work Center | Cost Center | Functional Loc. | MaintPlant | ABC indic. | Planning plant | Company Code | Country | Valid From | Valid To | StandgOrder | Vendor | ConsecNumber | NxtUsgePeriod | TS changed on | TS changed by | TS created on | TS created by | Created On | Created By | Description2 | System status
R | VJ-WTP-101A |  | WATER FILTERATION UNIT | FILTER | UTY | MEC | MEC |  | 2010011220 | JSWPL-VJN-RMH-PWT | 2001 | B | 2001 | 2000 |  | 2019-04-01 | 2958465 |  |  | 001 | 001 |  |  | 2019-07-31 | 06090583 | 2019-07-31 | 06090583 | Process Water | INST
R | VJ-T-CA-1 |  | AIR RECEIVER - MAIN | VESSEL | UTY | MEC | MEC |  | 2010011220 | JSWPL-VJN-UTL-COM | 2001 | B | 2001 | 2000 |  | 2019-04-01 | 2958465 |  |  | 001 | 001 |  |  | 2019-07-31 | 06090583 | 2019-07-31 | 06090583 | Compressor | INST
R | VJ-T-300D |  | RAW WATER STORAGE TANK-DOMESTIC WATER | VESSEL | UTY | MEC | MEC |  | 2010011220 | JSWPL-VJN-RMH-PWT | 2001 | B | 2001 | 2000 |  | 2019-04-01 | 2958465 |  |  | 001 | 001 |  |  | 2019-07-31 | 06090583 | 2019-07-31 | 06090583 | Process Water | INST
R | VJ-T-300C |  | RAW WATER STORAGE TANK-TO PROCESS | VESSEL | UTY | MEC | MEC |  | 2010011220 | JSWPL-VJN-RMH-PWT | 2001 | B | 2001 | 2000 |  | 2019-04-01 | 2958465 |  |  | 001 | 001 |  |  | 2019-07-31 | 06090583 | 2019-07-31 | 06090583 | Process Water | INST
R | VJ-T-300B |  | RAW WATER STORAGE TANK-FIRE WATER-2 | VESSEL | UTY | MEC | MEC |  | 2010011220 | JSWPL-VJN-RMH-PWT | 2001 | A | 2001 | 2000 |  | 2019-04-01 | 2958465 |  |  | 001 | 001 |  |  | 2019-07-31 | 06090583 | 2019-07-31 | 06090583 | Process Water | INST
R | VJ-T-300A |  | RAW WATER STORAGE TANK-FIRE WATER-1 | VESSEL | UTY | MEC | MEC |  | 2010011220 | JSWPL-VJN-RMH-PWT | 2001 | A | 2001 | 2000 |  | 2019-04-01 | 2958465 |  |  | 001 | 001 |  |  | 2019-07-31 | 06090583 | 2019-07-31 | 06090583 | Process Water | INST
R | VJ-P-T-300D |  | DOMESTIC WATER PUMP | PUMP | UTY | MEC | MEC |  | 2010011220 | JSWPL-VJN-RMH-PWT | 2001 | B | 2001 | 2000 |  | 2019-04-01 | 2958465 |  |  | 001 | 001 |  |  | 2019-07-31 | 06090583 | 2019-07-31 | 06090583 | Process Water | INST
R | VJ-P-T-300C |  | DOMESTIC WATER PUMP | PUMP | UTY | MEC | MEC |  | 2010011220 | JSWPL-VJN-RMH-PWT | 2001 | B | 2001 | 2000 |  | 2019-04-01 | 2958465 |  |  | 001 | 001 |  |  | 2019-07-31 | 06090583 | 2019-07-31 | 06090583 | Process Water | INST
R | VJ-P-T-300B |  | RAW WATER PUMP FOR SOFT WATER PLANT | PUMP | UTY | MEC | MEC |  | 2010011220 | JSWPL-VJN-RMH-PWT | 2001 | B | 2001 | 2000 |  | 2019-04-01 | 2958465 |  |  | 001 | 001 |  |  | 2019-07-31 | 06090583 | 2019-07-31 | 06090583 | Process Water | INST
R | VJ-P-T-300A |  | RAW WATER PUMP FOR SOFT WATER PLANT | PUMP | UTY | MEC | MEC |  | 2010011220 | JSWPL-VJN-RMH-PWT | 2001 | B | 2001 | 2000 |  | 2019-04-01 | 2958465 |  |  | 001 | 001 |  |  | 2019-07-31 | 06090583 | 2019-07-31 | 06090583 | Process Water | INST
R | VJ-P-T-128C |  | SOFT WATER TRANSFER PUMP FOR PROCESS | PUMP | UTY | MEC | MEC |  | 2010011220 | JSWPL-VJN-RMH-PWT | 2001 | B | 2001 | 2000 |  | 2019-04-01 | 2958465 |  |  | 001 | 001 |  |  | 2019-07-31 | 06090583 | 2019-07-31 | 06090583 | Process Water | INST
R | VJ-P-T-128B |  | SOFT WATER TRANSFER PUMP FOR PROCESS | PUMP | UTY | MEC | MEC |  | 2010011220 | JSWPL-VJN-RMH-PWT | 2001 | B | 2001 | 2000 |  | 2019-04-01 | 2958465 |  |  | 001 | 001 |  |  | 2019-07-31 | 06090583 | 2019-07-31 | 06090583 | Process Water | INST
R | VJ-P-T-128A |  | SOFT WATER TRANSFER PUMP FOR PROCESS | PUMP | UTY | MEC | MEC |  | 2010011220 | JSWPL-VJN-RMH-PWT | 2001 | B | 2001 | 2000 |  | 2019-04-01 | 2958465 |  |  | 001 | 001 |  |  | 2019-07-31 | 06090583 | 2019-07-31 | 06090583 | Process Water | INST
R | VJ-AC-101C |  | AIR COMPRESSER | COMPRESSOR | UTY | MEC | MEC |  | 2010011220 | JSWPL-VJN-UTL-COM | 2001 | B | 2001 | 2000 |  | 2019-04-01 | 2958465 |  |  | 001 | 001 |  |  | 2019-07-31 | 06090583 | 2019-07-31 | 06090583 | Compressor | INST
R | VJ-AC-101B |  | AIR COMPRESSER | COMPRESSOR | UTY | MEC | MEC |  | 2010011220 | JSWPL-VJN-UTL-COM | 2001 | B | 2001 | 2000 |  | 2019-04-01 | 2958465 |  |  | 001 | 001 |  |  | 2019-07-31 | 06090583 | 2019-07-31 | 06090583 | Compressor | INST
R | VJ-AC-101A |  | AIR COMPRESSER | COMPRESSOR | UTY | MEC | MEC |  | 2010011220 | JSWPL-VJN-UTL-COM | 2001 | B | 2001 | 2000 |  | 2019-04-01 | 2958465 |  |  | 001 | 001 |  |  | 2019-07-31 | 06090583 | 2019-07-31 | 06090583 | Compressor | INST

## Sheet2
Count of Plant section | Column Labels
Row Labels | ELE | INS | MEC | Grand Total
|  |  | 2 | 2
ARS |  | 2 |  | 2
ETP |  | 87 | 1 | 88
PRP | 222 | 973 | 678 | 1873
RSI | 60 | 182 | 113 | 355
TFM | 15 | 66 | 69 | 150
UTY | 30 | 105 | 16 | 151
Grand Total | 327 | 1415 | 879 | 2621

## Sheet1
EquipCategory | Equipment | Superord.Equip. | Description | Object type | Plant section | Planner group | Main WorkCtr | Work Center | Cost Center | Functional Loc. | MaintPlant | ABC indic. | Planning plant | Company Code | Country | Valid From | Valid To | StandgOrder | Vendor | ConsecNumber | NxtUsgePeriod | TS changed on | TS changed by | TS created on | TS created by | Created On | Created By | Description | System status
W | V-J-WT-V-101 |  | LOAD CELL OF V-101 | LOAD CELL | PRP | INS | INS |  | 2010011310 | JSWPL-VJN-PRC-DIS | 2001 | A | 2001 | 2000 |  | 2019-06-01 | 2958465 |  |  | 001 | 001 |  |  | 2020-06-17 | 06090583 | 2020-06-17 | 06090583 | Dispersion section | DLFL INST
W | V-J-WT-V-102 |  | LOAD CELL OF V-102 | LOAD CELL | PRP | INS | INS |  | 2010011310 | JSWPL-VJN-PRC-DIS | 2001 | A | 2001 | 2000 |  | 2019-06-01 | 2958465 |  |  | 001 | 001 |  |  | 2020-06-17 | 06090583 | 2020-06-17 | 06090583 | Dispersion section | DLFL INST
W | V-J-WT-V-103 |  | LOAD CELL OF V-103 | LOAD CELL | PRP | INS | INS |  | 2010011310 | JSWPL-VJN-PRC-DIS | 2001 | A | 2001 | 2000 |  | 2019-06-01 | 2958465 |  |  | 001 | 001 |  |  | 2020-06-17 | 06090583 | 2020-06-17 | 06090583 | Dispersion section | DLFL INST
W | V-J-WT-V-104 |  | LOAD CELL OF V-104 | LOAD CELL | PRP | INS | INS |  | 2010011310 | JSWPL-VJN-PRC-DIS | 2001 | A | 2001 | 2000 |  | 2019-06-01 | 2958465 |  |  | 001 | 001 |  |  | 2020-06-17 | 06090583 | 2020-06-17 | 06090583 | Dispersion section | DLFL INST
W | V-J-WT-V-105 |  | LOAD CELL OF V-105 | LOAD CELL | PRP | INS | INS |  | 2010011310 | JSWPL-VJN-PRC-DIS | 2001 | A | 2001 | 2000 |  | 2019-06-01 | 2958465 |  |  | 001 | 001 |  |  | 2020-06-17 | 06090583 | 2020-06-17 | 06090583 | Dispersion section | DLFL INST
W | V-J-WT-V-106 |  | LOAD CELL OF V-106 | LOAD CELL | PRP | INS | INS |  | 2010011310 | JSWPL-VJN-PRC-DIS | 2001 | A | 2001 | 2000 |  | 2019-06-01 | 2958465 |  |  | 001 | 001 |  |  | 2020-06-17 | 06090583 | 2020-06-17 | 06090583 | Dispersion section | DLFL INST
W | V-J-WT-V-108 |  | LOAD CELL OF V-108 | LOAD CELL | PRP | INS | INS |  | 2010011310 | JSWPL-VJN-PRC-DIS | 2001 | A | 2001 | 2000 |  | 2019-06-01 | 2958465 |  |  | 001 | 001 |  |  | 2020-06-17 | 06090583 | 2020-06-17 | 06090583 | Dispersion section | DLFL INST
W | V-J-WT-V-109 |  | LOAD CELL OF V-109 | LOAD CELL | PRP | INS | INS |  | 2010011310 | JSWPL-VJN-PRC-DIS | 2001 | A | 2001 | 2000 |  | 2019-06-01 | 2958465 |  |  | 001 | 001 |  |  | 2020-06-17 | 06090583 | 2020-06-17 | 06090583 | Dispersion section | DLFL INST
W | V-J-WT-V-111 |  | LOAD CELL OF V-111 | LOAD CELL | PRP | INS | INS |  | 2010011310 | JSWPL-VJN-PRC-DIS | 2001 | A | 2001 | 2000 |  | 2019-06-01 | 2958465 |  |  | 001 | 001 |  |  | 2020-06-17 | 06090583 | 2020-06-17 | 06090583 | Dispersion section | DLFL INST
W | V-J-WT-V-112 |  | LOAD CELL OF V-112 | LOAD CELL | PRP | INS | INS |  | 2010011310 | JSWPL-VJN-PRC-DIS | 2001 | A | 2001 | 2000 |  | 2019-06-01 | 2958465 |  |  | 001 | 001 |  |  | 2020-06-17 | 06090583 | 2020-06-17 | 06090583 | Dispersion section | DLFL INST
W | V-J-WT-V-114 |  | LOAD CELL OF V-114 | LOAD CELL | PRP | INS | INS |  | 2010011310 | JSWPL-VJN-PRC-DIS | 2001 | A | 2001 | 2000 |  | 2019-06-01 | 2958465 |  |  | 001 | 001 |  |  | 2020-06-17 | 06090583 | 2020-06-17 | 06090583 | Dispersion section | DLFL INST
W | V-J-WT-V-115 |  | LOAD CELL OF V-115 | LOAD CELL | PRP | INS | INS |  | 2010011310 | JSWPL-VJN-PRC-DIS | 2001 | A | 2001 | 2000 |  | 2019-06-01 | 2958465 |  |  | 001 | 001 |  |  | 2020-06-17 | 06090583 | 2020-06-17 | 06090583 | Dispersion section | DLFL INST
W | V-J-WT-V-117 |  | LOAD CELL OF V-117 | LOAD CELL | PRP | INS | INS |  | 2010011310 | JSWPL-VJN-PRC-DIS | 2001 | A | 2001 | 2000 |  | 2019-06-01 | 2958465 |  |  | 001 | 001 |  |  | 2020-06-17 | 06090583 | 2020-06-17 | 06090583 | Dispersion section | DLFL INST
W | V-J-WT-V-118 |  | LOAD CELL OF V-118 | LOAD CELL | PRP | INS | INS |  | 2010011310 | JSWPL-VJN-PRC-DIS | 2001 | A | 2001 | 2000 |  | 2019-06-01 | 2958465 |  |  | 001 | 001 |  |  | 2020-06-17 | 06090583 | 2020-06-17 | 06090583 | Dispersion section | DLFL INST
W | VJ-ABB-PPFF-RIO-1 |  | FIRST FLOOR RIO-ABB | RIO | PRP | INS | INS |  | 2010011370 | JSWPL-VJN-PRC | 2001 | A | 2001 | 2000 |  | 2019-06-01 | 2958465 |  |  | 001 | 001 |  |  | 2020-06-17 | 06090583 | 2020-06-17 | 06090583 | Processing Block | INST
W | VJ-ABB-PPFF-RIO-2 |  | FIRST FLOOR RIO-ABB | RIO | PRP | INS | INS |  | 2010011370 | JSWPL-VJN-PRC | 2001 | A | 2001 | 2000 |  | 2019-06-01 | 2958465 |  |  | 001 | 001 |  |  | 2020-06-17 | 06090583 | 2020-06-17 | 06090583 | Processing Block | INST
W | VJ-ABB-PPFF-RIO-3 |  | FIRST FLOOR RIO-ABB | RIO | PRP | INS | INS |  | 2010011370 | JSWPL-VJN-PRC | 2001 | A | 2001 | 2000 |  | 2019-06-01 | 2958465 |  |  | 001 | 001 |  |  | 2020-06-17 | 06090583 | 2020-06-17 | 06090583 | Processing Block | INST
W | VJ-ABB-PPFF-RIO-4 |  | FIRST FLOOR RIO-ABB | RIO | PRP | INS | INS |  | 2010011370 | JSWPL-VJN-PRC | 2001 | A | 2001 | 2000 |  | 2019-06-01 | 2958465 |  |  | 001 | 001 |  |  | 2020-06-17 | 06090583 | 2020-06-17 | 06090583 | Processing Block | INST
W | VJ-ABB-PPFF-RIO-5 |  | FIRST FLOOR RIO-ABB | RIO | PRP | INS | INS |  | 2010011370 | JSWPL-VJN-PRC | 2001 | A | 2001 | 2000 |  | 2019-06-01 | 2958465 |  |  | 001 | 001 |  |  | 2020-06-17 | 06090583 | 2020-06-17 | 06090583 | Processing Block | INST
W | VJ-ABB-PPFF-RIO-6 |  | FIRST FLOOR RIO-ABB | RIO | PRP | INS | INS |  | 2010011370 | JSWPL-VJN-PRC | 2001 | A | 2001 | 2000 |  | 2019-06-01 | 2958465 |  |  | 001 | 001 |  |  | 2020-06-17 | 06090583 | 2020-06-17 | 06090583 | Processing Block | INST
W | VJ-ABB-PPFF-RIO-7 |  | FIRST FLOOR RIO-ABB | RIO | PRP | INS | INS |  | 2010011370 | JSWPL-VJN-PRC | 2001 | A | 2001 | 2000 |  | 2019-06-01 | 2958465 |  |  | 001 | 001 |  |  | 2020-06-17 | 06090583 | 2020-06-17 | 06090583 | Processing Block | INST
W | VJ-ABB-PPFF-RIO-8 |  | FIRST FLOOR RIO-ABB | RIO | PRP | INS | INS |  | 2010011370 | JSWPL-VJN-PRC | 2001 | A | 2001 | 2000 |  | 2019-06-01 | 2958465 |  |  | 001 | 001 |  |  | 2020-06-17 | 06090583 | 2020-06-17 | 06090583 | Processing Block | INST
W | VJ-ABB-PPGF-RIO-1 |  | GROUND FLOOR RIO-ABB | RIO | PRP | INS | INS |  | 2010011370 | JSWPL-VJN-PRC | 2001 | A | 2001 | 2000 |  | 2019-06-01 | 2958465 |  |  | 001 | 001 |  |  | 2020-06-17 | 06090583 | 2020-06-17 | 06090583 | Processing Block | INST
W | VJ-ABB-PPGF-RIO-2 |  | GROUND FLOOR RIO-ABB | RIO | PRP | INS | INS |  | 2010011370 | JSWPL-VJN-PRC | 2001 | A | 2001 | 2000 |  | 2019-06-01 | 2958465 |  |  | 001 | 001 |  |  | 2020-06-17 | 06090583 | 2020-06-17 | 06090583 | Processing Block | INST
W | VJ-ABB-PPGF-RIO-3 |  | GROUND FLOOR RIO-ABB | RIO | PRP | INS | INS |  | 2010011370 | JSWPL-VJN-PRC | 2001 | A | 2001 | 2000 |  | 2019-06-01 | 2958465 |  |  | 001 | 001 |  |  | 2020-06-17 | 06090583 | 2020-06-17 | 06090583 | Processing Block | INST
W | VJ-ABB-PPGF-RIO-4 |  | GROUND FLOOR RIO-ABB | RIO | PRP | INS | INS |  | 2010011370 | JSWPL-VJN-PRC | 2001 | A | 2001 | 2000 |  | 2019-06-01 | 2958465 |  |  | 001 | 001 |  |  | 2020-06-17 | 06090583 | 2020-06-17 | 06090583 | Processing Block | INST
W | VJ-ABB-PPSF-RIO-1 |  | SECOND FLOOR RIO-ABB | RIO | PRP | INS | INS |  | 2010011370 | JSWPL-VJN-PRC | 2001 | A | 2001 | 2000 |  | 2019-06-01 | 2958465 |  |  | 001 | 001 |  |  | 2020-06-17 | 06090583 | 2020-06-17 | 06090583 | Processing Block | INST
W | VJ-ABB-PPSF-RIO-2 |  | SECOND FLOOR RIO-ABB | RIO | PRP | INS | INS |  | 2010011370 | JSWPL-VJN-PRC | 2001 | A | 2001 | 2000 |  | 2019-06-01 | 2958465 |  |  | 001 | 001 |  |  | 2020-06-17 | 06090583 | 2020-06-17 | 06090583 | Processing Block | INST
W | VJ-ABB-PPSF-RIO-3 |  | SECOND FLOOR RIO-ABB | RIO | PRP | INS | INS |  | 2010011370 | JSWPL-VJN-PRC | 2001 | A | 2001 | 2000 |  | 2019-06-01 | 2958465 |  |  | 001 | 001 |  |  | 2020-06-17 | 06090583 | 2020-06-17 | 06090583 | Processing Block | INST
W | VJ-ABB-PPSF-RIO-4 |  | SECOND FLOOR RIO-ABB | RIO | PRP | INS | INS |  | 2010011370 | JSWPL-VJN-PRC | 2001 | A | 2001 | 2000 |  | 2019-06-01 | 2958465 |  |  | 001 | 001 |  |  | 2020-06-17 | 06090583 | 2020-06-17 | 06090583 | Processing Block | INST
W | VJ-ABB-PPSF-RIO-5 |  | SECOND FLOOR RIO-ABB | RIO | PRP | INS | INS |  | 2010011370 | JSWPL-VJN-PRC | 2001 | A | 2001 | 2000 |  | 2019-06-01 | 2958465 |  |  | 001 | 001 |  |  | 2020-06-17 | 06090583 | 2020-06-17 | 06090583 | Processing Block | INST
W | VJ-ABB-TFGF-RIO-1 |  | RIO PANEL | IO_PANEL | RSI | INS | INS |  | 2010011310 | JSWPL-VJN-RMH | 2001 | A | 2001 | 2000 |  | 2019-08-01 | 2958465 |  |  | 001 | 001 |  |  | 2023-03-20 | ACCPMSUP02 | 2023-03-20 | ACCPMSUP02 | RM Handling | INST
W | VJ-ABB-TFGF-RIO-2 |  | TANKFARM RIO-ABB | RIO | TFM | INS | INS |  | 2010011370 | JSWPL-VJN-RMH-TNK | 2001 | A | 2001 | 2000 |  | 2019-06-01 | 2958465 |  |  | 001 | 001 |  |  | 2020-06-17 | 06090583 | 2020-06-17 | 06090583 | Tank Farm | INST
R | VJ-AC-101A |  | AIR COMPRESSER | COMPRESSOR | UTY | MEC | MEC |  | 2010011220 | JSWPL-VJN-UTL-COM | 2001 | B | 2001 | 2000 |  | 2019-04-01 | 2958465 |  |  | 001 | 001 |  |  | 2019-07-31 | 06090583 | 2019-07-31 | 06090583 | Compressor | INST
R | VJ-AC-101B |  | AIR COMPRESSER | COMPRESSOR | UTY | MEC | MEC |  | 2010011220 | JSWPL-VJN-UTL-COM | 2001 | B | 2001 | 2000 |  | 2019-04-01 | 2958465 |  |  | 001 | 001 |  |  | 2019-07-31 | 06090583 | 2019-07-31 | 06090583 | Compressor | INST
R | VJ-AC-101C |  | AIR COMPRESSER | COMPRESSOR | UTY | MEC | MEC |  | 2010011220 | JSWPL-VJN-UTL-COM | 2001 | B | 2001 | 2000 |  | 2019-04-01 | 2958465 |  |  | 001 | 001 |  |  | 2019-07-31 | 06090583 | 2019-07-31 | 06090583 | Compressor | INST
R | VJ-AC-C5-104 |  | Air compressor | AIR_COMP | PRP | MEC | MEC |  | 2010014010 | JSWPL-VJN-UTL-ETP | 2001 | A | 2001 | 2000 |  | 2022-11-18 | 2958465 |  |  | 001 | 001 |  |  | 2022-11-19 | 06090257 | 2022-11-19 | 06090257 | ETP | INST
R | VJ-AG-BL-101 |  | AGITATOR FOR BLENDER | AGITATOR | PRP | MEC | MEC |  | 2010011180 | JSWPL-VJN-PRC-BLE | 2001 | B | 2001 | 2000 |  | 2019-04-01 | 2958465 |  |  | 001 | 001 |  |  | 2019-07-31 | 06090583 | 2019-07-31 | 06090583 | Blender Section | INST
R | VJ-AG-BL-102 |  | AGITATOR FOR BLENDER | AGITATOR | PRP | MEC | MEC |  | 2010011180 | JSWPL-VJN-PRC-BLE | 2001 | B | 2001 | 2000 |  | 2019-04-01 | 2958465 |  |  | 001 | 001 |  |  | 2019-07-31 | 06090583 | 2019-07-31 | 06090583 | Blender Section | INST
R | VJ-AG-BL-103 |  | AGITATOR FOR BLENDER | AGITATOR | PRP | MEC | MEC |  | 2010011180 | JSWPL-VJN-PRC-BLE | 2001 | B | 2001 | 2000 |  | 2019-04-01 | 2958465 |  |  | 001 | 001 |  |  | 2019-07-31 | 06090583 | 2019-07-31 | 06090583 | Blender Section | INST
R | VJ-AG-BL-104 |  | AGITATOR FOR BLENDER | AGITATOR | PRP | MEC | MEC |  | 2010011180 | JSWPL-VJN-PRC-BLE | 2001 | B | 2001 | 2000 |  | 2019-04-01 | 2958465 |  |  | 001 | 001 |  |  | 2019-07-31 | 06090583 | 2019-07-31 | 06090583 | Blender Section | INST
R | VJ-AG-BL-105 |  | AGITATOR FOR BLENDER | AGITATOR | PRP | MEC | MEC |  | 2010011180 | JSWPL-VJN-PRC-BLE | 2001 | B | 2001 | 2000 |  | 2019-04-01 | 2958465 |  |  | 001 | 001 |  |  | 2019-07-31 | 06090583 | 2019-07-31 | 06090583 | Blender Section | INST
R | VJ-AG-BL-106 |  | AGITATOR FOR BLENDER | AGITATOR | PRP | MEC | MEC |  | 2010011180 | JSWPL-VJN-PRC-BLE | 2001 | B | 2001 | 2000 |  | 2019-04-01 | 2958465 |  |  | 001 | 001 |  |  | 2019-07-31 | 06090583 | 2019-07-31 | 06090583 | Blender Section | INST
R | VJ-AG-BL-107 |  | AGITATOR FOR BLENDER | AGITATOR | PRP | MEC | MEC |  | 2010011180 | JSWPL-VJN-PRC-BLE | 2001 | B | 2001 | 2000 |  | 2019-04-01 | 2958465 |  |  | 001 | 001 |  |  | 2019-07-31 | 06090583 | 2019-07-31 | 06090583 | Blender Section | INST
R | VJ-AG-BL-108 |  | AGITATOR FOR BLENDER | AGITATOR | PRP | MEC | MEC |  | 2010011180 | JSWPL-VJN-PRC-BLE | 2001 | B | 2001 | 2000 |  | 2019-04-01 | 2958465 |  |  | 001 | 001 |  |  | 2019-07-31 | 06090583 | 2019-07-31 | 06090583 | Blender Section | INST
R | VJ-AG-BL-119 |  | AGITATOR FOR BLENDER | AGITATOR | PRP | MEC | MEC |  | 2010011180 | JSWPL-VJN-PRC-BLE | 2001 | B | 2001 | 2000 |  | 2019-04-01 | 2958465 |  |  | 001 | 001 |  |  | 2019-07-31 | 06090583 | 2019-07-31 | 06090583 | Blender Section | INST
R | VJ-AG-BL-120 |  | AGITATOR FOR BLENDER | AGITATOR | PRP | MEC | MEC |  | 2010011180 | JSWPL-VJN-PRC-BLE | 2001 | B | 2001 | 2000 |  | 2019-04-01 | 2958465 |  |  | 001 | 001 |  |  | 2019-07-31 | 06090583 | 2019-07-31 | 06090583 | Blender Section | INST
R | VJ-AG-BL-121 |  | AGITATOR FOR BLENDER | AGITATOR | PRP | MEC | MEC |  | 2010011180 | JSWPL-VJN-PRC-BLE | 2001 | B | 2001 | 2000 |  | 2019-04-01 | 2958465 |  |  | 001 | 001 |  |  | 2019-07-31 | 06090583 | 2019-07-31 | 06090583 | Blender Section | INST
R | VJ-AG-BL-122 |  | AGITATOR FOR BLENDER | AGITATOR | PRP | MEC | MEC |  | 2010011180 | JSWPL-VJN-PRC-BLE | 2001 | B | 2001 | 2000 |  | 2019-04-01 | 2958465 |  |  | 001 | 001 |  |  | 2019-07-31 | 06090583 | 2019-07-31 | 06090583 | Blender Section | INST
R | VJ-AG-BL-123 |  | AGITATOR FOR BLENDER | AGITATOR | PRP | MEC | MEC |  | 2010011180 | JSWPL-VJN-PRC-BLE | 2001 | B | 2001 | 2000 |  | 2019-04-01 | 2958465 |  |  | 001 | 001 |  |  | 2019-07-31 | 06090583 | 2019-07-31 | 06090583 | Blender Section | INST
R | VJ-AG-BL-124 |  | AGITATOR FOR BLENDER | AGITATOR | PRP | MEC | MEC |  | 2010011180 | JSWPL-VJN-PRC-BLE | 2001 | B | 2001 | 2000 |  | 2019-04-01 | 2958465 |  |  | 001 | 001 |  |  | 2019-07-31 | 06090583 | 2019-07-31 | 06090583 | Blender Section | INST
R | VJ-AG-BL-125 |  | AGITATOR FOR BLENDER | AGITATOR | PRP | MEC | MEC |  | 2010011180 | JSWPL-VJN-PRC-BLE | 2001 | B | 2001 | 2000 |  | 2019-04-01 | 2958465 |  |  | 001 | 001 |  |  | 2019-07-31 | 06090583 | 2019-07-31 | 06090583 | Blender Section | INST
R | VJ-AG-BL-126 |  | AGITATOR FOR BLENDER | AGITATOR | PRP | MEC | MEC |  | 2010011180 | JSWPL-VJN-PRC-BLE | 2001 | B | 2001 | 2000 |  | 2019-04-01 | 2958465 |  |  | 001 | 001 |  |  | 2019-07-31 | 06090583 | 2019-07-31 | 06090583 | Blender Section | INST
R | VJ-AG-BL-127 |  | AGITATOR FOR BLENDER | AGITATOR | PRP | MEC | MEC |  | 2010011180 | JSWPL-VJN-PRC-BLE | 2001 | B | 2001 | 2000 |  | 2019-04-01 | 2958465 |  |  | 001 | 001 |  |  | 2019-07-31 | 06090583 | 2019-07-31 | 06090583 | Blender Section | INST
R | VJ-AG-BL-128 |  | AGITATOR FOR BLENDER | AGITATOR | PRP | MEC | MEC |  | 2010011180 | JSWPL-VJN-PRC-BLE | 2001 | B | 2001 | 2000 |  | 2019-04-01 | 2958465 |  |  | 001 | 001 |  |  | 2019-07-31 | 06090583 | 2019-07-31 | 06090583 | Blender Section | INST
R | VJ-AG-BL-129 |  | AGITATOR FOR BLENDER | AGITATOR | PRP | MEC | MEC |  | 2010011180 | JSWPL-VJN-PRC-BLE | 2001 | B | 2001 | 2000 |  | 2019-04-01 | 2958465 |  |  | 001 | 001 |  |  | 2019-07-31 | 06090583 | 2019-07-31 | 06090583 | Blender Section | INST
R | VJ-AG-BL-130 |  | AGITATOR FOR BLENDER | AGITATOR | PRP | MEC | MEC |  | 2010011180 | JSWPL-VJN-PRC-BLE | 2001 | A | 2001 | 2000 |  | 2019-04-01 | 2958465 |  |  | 001 | 001 |  |  | 2019-07-31 | 06090583 | 2019-07-31 | 06090583 | Blender Section | INST
R | VJ-AG-C7-105 |  | coagulant Dosing tank Agitator | AGITATOR | PRP | MEC | MEC |  | 2010014010 | JSWPL-VJN-UTL-ETP | 2001 | A | 2001 | 2000 |  | 2022-11-18 | 2958465 |  |  | 001 | 001 |  |  | 2022-11-19 | 06090257 | 2022-11-19 | 06090257 | ETP | INST
R | VJ-AG-C7-110 |  | Polymer Dosing tank Agitator | AGITATOR | PRP | MEC | MEC |  | 2010014010 | JSWPL-VJN-UTL-ETP | 2001 | A | 2001 | 2000 |  | 2022-11-18 | 2958465 |  |  | 001 | 001 |  |  | 2022-11-19 | 06090257 | 2022-11-19 | 06090257 | ETP | INST
R | VJ-AG-T-116 |  | AGITATOR FOR ST116 | AGITATOR | TFM | MEC | MEC |  | 2010011060 | JSWPL-VJN-RMH-TNK | 2001 | A | 2001 | 2000 |  | 2019-04-01 | 2958465 |  |  | 001 | 001 |  |  | 2019-07-31 | 06090583 | 2019-07-31 | 06090583 | Tank Farm | INST
R | VJ-AG-T-117A |  | AGITATOR FOR ST117A | AGITATOR | TFM | MEC | MEC |  | 2010011060 | JSWPL-VJN-RMH-TNK | 2001 | A | 2001 | 2000 |  | 2019-04-01 | 2958465 |  |  | 001 | 001 |  |  | 2019-07-31 | 06090583 | 2019-07-31 | 06090583 | Tank Farm | INST
R | VJ-AG-T-118A |  | AGITATOR FOR ST118A | AGITATOR | TFM | MEC | MEC |  | 2010011060 | JSWPL-VJN-RMH-TNK | 2001 | A | 2001 | 2000 |  | 2019-04-01 | 2958465 |  |  | 001 | 001 |  |  | 2019-07-31 | 06090583 | 2019-07-31 | 06090583 | Tank Farm | INST
R | VJ-AG-T-118B |  | AGITATOR FOR ST118B | AGITATOR | TFM | MEC | MEC |  | 2010011060 | JSWPL-VJN-RMH-TNK | 2001 | A | 2001 | 2000 |  | 2019-04-01 | 2958465 |  |  | 001 | 001 |  |  | 2019-07-31 | 06090583 | 2019-07-31 | 06090583 | Tank Farm | INST
R | VJ-AG-T-120A |  | AGITATOR FOR ST120A | AGITATOR | TFM | MEC | MEC |  | 2010011060 | JSWPL-VJN-RMH-TNK | 2001 | A | 2001 | 2000 |  | 2019-04-01 | 2958465 |  |  | 001 | 001 |  |  | 2019-07-31 | 06090583 | 2019-07-31 | 06090583 | Tank Farm | INST
R | VJ-AG-T-120B |  | AGITATOR FOR ST120B | AGITATOR | TFM | MEC | MEC |  | 2010011060 | JSWPL-VJN-RMH-TNK | 2001 | A | 2001 | 2000 |  | 2019-04-01 | 2958465 |  |  | 001 | 001 |  |  | 2019-07-31 | 06090583 | 2019-07-31 | 06090583 | Tank Farm | INST
R | VJ-AG-T-133 |  | AGITATOR FOR AQUAFLOW NHS-300 | AGITATOR | PRP | MEC | MEC |  | 2010011060 | JSWPL-VJN-RMH-DYT | 2001 | B | 2001 | 2000 |  | 2019-04-01 | 2958465 |  |  | 001 | 001 |  |  | 2019-07-31 | 06090583 | 2019-07-31 | 06090583 | Day Tank | INST
R | VJ-AG-T-134 |  | AGITATOR FOR AQUAFLOW NLS-220 | AGITATOR | PRP | MEC | MEC |  | 2010011060 | JSWPL-VJN-RMH-DYT | 2001 | B | 2001 | 2000 |  | 2019-04-01 | 2958465 |  |  | 001 | 001 |  |  | 2019-07-31 | 06090583 | 2019-07-31 | 06090583 | Day Tank | INST
R | VJ-AG-T-139 |  | AGITATOR FOR KOPTHION-40% FPS | AGITATOR | PRP | MEC | MEC |  | 2010011060 | JSWPL-VJN-RMH-DYT | 2001 | B | 2001 | 2000 |  | 2019-04-01 | 2958465 |  |  | 001 | 001 |  |  | 2019-07-31 | 06090583 | 2019-07-31 | 06090583 | Day Tank | INST
R | VJ-AG-T-140 |  | AGITATOR FOR KOPTHION-VENDOR2 | AGITATOR | PRP | MEC | MEC |  | 2010011060 | JSWPL-VJN-RMH-DYT | 2001 | B | 2001 | 2000 |  | 2019-04-01 | 2958465 |  |  | 001 | 001 |  |  | 2019-07-31 | 06090583 | 2019-07-31 | 06090583 | Day Tank | INST
R | VJ-AG-T-142A |  | AGITATOR FOR PIGMENT ORANGE 34 TANK | AGITATOR | PRP | MEC | MEC |  | 2010011060 | JSWPL-VJN-RMH-DYT | 2001 | B | 2001 | 2000 |  | 2019-04-01 | 2958465 |  |  | 001 | 001 |  |  | 2019-07-31 | 06090583 | 2019-07-31 | 06090583 | Day Tank | INST
R | VJ-AG-T-142B |  | AGITATOR FOR PIGMENT RED 3 STORAGE TANK | AGITATOR | PRP | MEC | MEC |  | 2010011060 | JSWPL-VJN-RMH-DYT | 2001 | B | 2001 | 2000 |  | 2019-04-01 | 2958465 |  |  | 001 | 001 |  |  | 2019-07-31 | 06090583 | 2019-07-31 | 06090583 | Day Tank | INST
R | VJ-AG-T-143A |  | AGITATOR FOR PIGMENT RED 112STORAGE TANK | AGITATOR | PRP | MEC | MEC |  | 2010011060 | JSWPL-VJN-RMH-DYT | 2001 | B | 2001 | 2000 |  | 2019-04-01 | 2958465 |  |  | 001 | 001 |  |  | 2019-07-31 | 06090583 | 2019-07-31 | 06090583 | Day Tank | INST
R | VJ-AG-T-143B |  | AGITATOR FOR RED OXIDE STORAGE TANK | AGITATOR | PRP | MEC | MEC |  | 2010011060 | JSWPL-VJN-RMH-DYT | 2001 | B | 2001 | 2000 |  | 2019-04-01 | 2958465 |  |  | 001 | 001 |  |  | 2019-07-31 | 06090583 | 2019-07-31 | 06090583 | Day Tank | INST
R | VJ-AG-T-144A |  | AGITATOR FOR PIGMENT YELLOW 83 TANK | AGITATOR | PRP | MEC | MEC |  | 2010011060 | JSWPL-VJN-RMH-DYT | 2001 | B | 2001 | 2000 |  | 2019-04-01 | 2958465 |  |  | 001 | 001 |  |  | 2019-07-31 | 06090583 | 2019-07-31 | 06090583 | Day Tank | INST
R | VJ-AG-T-144B |  | AGITATOR FOR PIGMENT YELLOW 74 TANK | AGITATOR | PRP | MEC | MEC |  | 2010011060 | JSWPL-VJN-RMH-DYT | 2001 | B | 2001 | 2000 |  | 2019-04-01 | 2958465 |  |  | 001 | 001 |  |  | 2019-07-31 | 06090583 | 2019-07-31 | 06090583 | Day Tank | INST
R | VJ-AG-T-145A |  | AGITATOR FOR YELLOW OXIDE (P.Y.42) TANK | AGITATOR | PRP | MEC | MEC |  | 2010011060 | JSWPL-VJN-RMH-DYT | 2001 | B | 2001 | 2000 |  | 2019-04-01 | 2958465 |  |  | 001 | 001 |  |  | 2019-07-31 | 06090583 | 2019-07-31 | 06090583 | Day Tank | INST
R | VJ-AG-T-145B |  | AGITATOR FOR PIGMENT GREEN 7 TANK | AGITATOR | PRP | MEC | MEC |  | 2010011060 | JSWPL-VJN-RMH-DYT | 2001 | B | 2001 | 2000 |  | 2019-04-01 | 2958465 |  |  | 001 | 001 |  |  | 2019-07-31 | 06090583 | 2019-07-31 | 06090583 | Day Tank | INST
R | VJ-AG-T-146A |  | AGITATOR FOR PIGMENT BLACK 7 TANK | AGITATOR | PRP | MEC | MEC |  | 2010011060 | JSWPL-VJN-RMH-DYT | 2001 | B | 2001 | 2000 |  | 2019-04-01 | 2958465 |  |  | 001 | 001 |  |  | 2019-07-31 | 06090583 | 2019-07-31 | 06090583 | Day Tank | INST
R | VJ-AG-T-146B |  | AGITATOR FOR ALPHA BLUE PB 15:1 TANK | AGITATOR | PRP | MEC | MEC |  | 2010011060 | JSWPL-VJN-RMH-DYT | 2001 | B | 2001 | 2000 |  | 2019-04-01 | 2958465 |  |  | 001 | 001 |  |  | 2019-07-31 | 06090583 | 2019-07-31 | 06090583 | Day Tank | INST
R | VJ-AG-T-146C |  | AGITATOR FOR BETA BLUE PB 15:3 TANK | AGITATOR | PRP | MEC | MEC |  | 2010011060 | JSWPL-VJN-RMH-DYT | 2001 | B | 2001 | 2000 |  | 2019-04-01 | 2958465 |  |  | 001 | 001 |  |  | 2019-07-31 | 06090583 | 2019-07-31 | 06090583 | Day Tank | INST
R | VJ-AG-T-146D |  | AGITATOR FOR PIGMENT VOILET 23 TANK | AGITATOR | PRP | MEC | MEC |  | 2010011060 | JSWPL-VJN-RMH-DYT | 2001 | B | 2001 | 2000 |  | 2019-04-01 | 2958465 |  |  | 001 | 001 |  |  | 2019-07-31 | 06090583 | 2019-07-31 | 06090583 | Day Tank | INST
R | VJ-AG-T-146E |  | AGITATOR FORWHITE TINT STORAGE TANK | AGITATOR | PRP | MEC | MEC |  | 2010011060 | JSWPL-VJN-RMH-DYT | 2001 | B | 2001 | 2000 |  | 2019-04-01 | 2958465 |  |  | 001 | 001 |  |  | 2019-07-31 | 06090583 | 2019-07-31 | 06090583 | Day Tank | INST
R | VJ-AG-T-146F |  | AGITATOR FORWHITE TINT STORAGE TANK | AGITATOR | PRP | MEC | MEC |  | 2010011060 | JSWPL-VJN-RMH-DYT | 2001 | B | 2001 | 2000 |  | 2019-04-01 | 2958465 |  |  | 001 | 001 |  |  | 2019-07-31 | 06090583 | 2019-07-31 | 06090583 | Day Tank | INST
R | VJ-AG-T-147 |  | AGITATOR FOR AM 1512 | AGITATOR | PRP | MEC | MEC |  | 2010011060 | JSWPL-VJN-RMH-DYT | 2001 | B | 2001 | 2000 |  | 2019-04-01 | 2958465 |  |  | 001 | 001 |  |  | 2019-07-31 | 06090583 | 2019-07-31 | 06090583 | Day Tank | INST
R | VJ-AG-T-148 |  | AGITATOR FOR AM 1512 | AGITATOR | PRP | MEC | MEC |  | 2010011060 | JSWPL-VJN-RMH-DYT | 2001 | B | 2001 | 2000 |  | 2019-04-01 | 2958465 |  |  | 001 | 001 |  |  | 2019-07-31 | 06090583 | 2019-07-31 | 06090583 | Day Tank | INST
R | VJ-AG-T-150 |  | AGITATOR FOR DREW PLUS T4507A | AGITATOR | PRP | MEC | MEC |  | 2010011060 | JSWPL-VJN-RMH-DYT | 2001 | B | 2001 | 2000 |  | 2019-04-01 | 2958465 |  |  | 001 | 001 |  |  | 2019-07-31 | 06090583 | 2019-07-31 | 06090583 | Day Tank | INST
R | VJ-AG-T-151 |  | AGITATOR FOR DREW PLUS T4507A | AGITATOR | PRP | MEC | MEC |  | 2010011060 | JSWPL-VJN-RMH-DYT | 2001 | B | 2001 | 2000 |  | 2019-04-01 | 2958465 |  |  | 001 | 001 |  |  | 2019-07-31 | 06090583 | 2019-07-31 | 06090583 | Day Tank | INST
R | VJ-AG-T-153 |  | AGITATOR FOR SLURRY TANK | AGITATOR | PRP | MEC | MEC |  | 2010011170 | JSWPL-VJN-PRC-DIS | 2001 | A | 2001 | 2000 |  | 2019-04-01 | 2958465 |  |  | 001 | 001 |  |  | 2019-07-31 | 06090583 | 2019-07-31 | 06090583 | Dispersion section | INST
R | VJ-AG-T-154 |  | AGITATOR FOR SLURRY TANK | AGITATOR | PRP | MEC | MEC |  | 2010011170 | JSWPL-VJN-PRC-DIS | 2001 | A | 2001 | 2000 |  | 2019-04-01 | 2958465 |  |  | 001 | 001 |  |  | 2019-07-31 | 06090583 | 2019-07-31 | 06090583 | Dispersion section | INST
R | VJ-AG-T-155 |  | AGITATOR FOR SLURRY TANK | AGITATOR | PRP | MEC | MEC |  | 2010011170 | JSWPL-VJN-PRC-DIS | 2001 | A | 2001 | 2000 |  | 2019-04-01 | 2958465 |  |  | 001 | 001 |  |  | 2019-07-31 | 06090583 | 2019-07-31 | 06090583 | Dispersion section | INST
R | VJ-AG-T-156 |  | AGITATOR FOR SLURRY TANK | AGITATOR | PRP | MEC | MEC |  | 2010011170 | JSWPL-VJN-PRC-DIS | 2001 | A | 2001 | 2000 |  | 2019-04-01 | 2958465 |  |  | 001 | 001 |  |  | 2019-07-31 | 06090583 | 2019-07-31 | 06090583 | Dispersion section | INST
R | VJ-AG-T-160 |  | AGITATOR FOR ADDITONAL TANK | AGITATOR | PRP | MEC | MEC |  | 2010011060 | JSWPL-VJN-RMH-DYT | 2001 | B | 2001 | 2000 |  | 2019-04-01 | 2958465 |  |  | 001 | 001 |  |  | 2019-07-31 | 06090583 | 2019-07-31 | 06090583 | Day Tank | INST
R | VJ-AG-T-161 |  | AGITATOR FOR ADDITONAL TANK | AGITATOR | PRP | MEC | MEC |  | 2010011060 | JSWPL-VJN-RMH-DYT | 2001 | B | 2001 | 2000 |  | 2019-04-01 | 2958465 |  |  | 001 | 001 |  |  | 2019-07-31 | 06090583 | 2019-07-31 | 06090583 | Day Tank | INST
R | VJ-AG-T-164 |  | AGITATOR FOR ATPOL 5720 TANK | AGITATOR | PRP | MEC | MEC |  | 2010011060 | JSWPL-VJN-RMH-DYT | 2001 | B | 2001 | 2000 |  | 2019-04-01 | 2958465 |  |  | 001 | 001 |  |  | 2019-07-31 | 06090583 | 2019-07-31 | 06090583 | Day Tank | INST
R | VJ-AG-T-171 |  | AGITATOR FOR INTERMEDIATE TANK (WHITE) | AGITATOR | PRP | MEC | MEC |  | 2010011210 | JSWPL-VJN-PRC-WWS | 2001 | B | 2001 | 2000 |  | 2019-04-01 | 2958465 |  |  | 001 | 001 |  |  | 2019-07-31 | 06090583 | 2019-07-31 | 06090583 | Wash Water System | INST
R | VJ-AG-T-172 |  | AGITATOR FOR INTERMEDIATE TANK (WHITE) | AGITATOR | PRP | MEC | MEC |  | 2010011210 | JSWPL-VJN-PRC-WWS | 2001 | B | 2001 | 2000 |  | 2019-04-01 | 2958465 |  |  | 001 | 001 |  |  | 2019-07-31 | 06090583 | 2019-07-31 | 06090583 | Wash Water System | INST
R | VJ-AG-T-173A |  | AGITATOR FOR INTERMEDIATE TANK (WHITE) | AGITATOR | PRP | MEC | MEC |  | 2010011210 | JSWPL-VJN-PRC-WWS | 2001 | B | 2001 | 2000 |  | 2019-04-01 | 2958465 |  |  | 001 | 001 |  |  | 2019-07-31 | 06090583 | 2019-07-31 | 06090583 | Wash Water System | INST
R | VJ-AG-T-173B |  | AGITATOR FOR INTERMEDIATE TANK (WHITE) | AGITATOR | PRP | MEC | MEC |  | 2010011210 | JSWPL-VJN-PRC-WWS | 2001 | B | 2001 | 2000 |  | 2019-04-01 | 2958465 |  |  | 001 | 001 |  |  | 2019-07-31 | 06090583 | 2019-07-31 | 06090583 | Wash Water System | INST
R | VJ-AG-T-174 |  | AGITATOR FOR INTERMEDIATE TANK (COLOR) | AGITATOR | PRP | MEC | MEC |  | 2010011210 | JSWPL-VJN-PRC-WWS | 2001 | B | 2001 | 2000 |  | 2019-04-01 | 2958465 |  |  | 001 | 001 |  |  | 2019-07-31 | 06090583 | 2019-07-31 | 06090583 | Wash Water System | INST
R | VJ-AG-T-175 |  | AGITATOR FOR INTERMEDIATE TANK (COLOR) | AGITATOR | PRP | MEC | MEC |  | 2010011210 | JSWPL-VJN-PRC-WWS | 2001 | B | 2001 | 2000 |  | 2019-04-01 | 2958465 |  |  | 001 | 001 |  |  | 2019-07-31 | 06090583 | 2019-07-31 | 06090583 | Wash Water System | INST
R | VJ-AG-T-176 |  | AGITATOR FOR INTERMEDIATE TANK (COLOR) | AGITATOR | PRP | MEC | MEC |  | 2010011210 | JSWPL-VJN-PRC-WWS | 2001 | B | 2001 | 2000 |  | 2019-04-01 | 2958465 |  |  | 001 | 001 |  |  | 2019-07-31 | 06090583 | 2019-07-31 | 06090583 | Wash Water System | INST
R | VJ-AG-T-177 |  | AGITATOR FOR INTERMEDIATE TANK (COLOR) | AGITATOR | PRP | MEC | MEC |  | 2010011210 | JSWPL-VJN-PRC-WWS | 2001 | B | 2001 | 2000 |  | 2019-04-01 | 2958465 |  |  | 001 | 001 |  |  | 2019-07-31 | 06090583 | 2019-07-31 | 06090583 | Wash Water System | INST
R | VJ-AG-T-178 |  | AGITATOR FOR INTERMEDIATE TANK (COLOR) | AGITATOR | PRP | MEC | MEC |  | 2010011210 | JSWPL-VJN-PRC-WWS | 2001 | B | 2001 | 2000 |  | 2019-04-01 | 2958465 |  |  | 001 | 001 |  |  | 2019-07-31 | 06090583 | 2019-07-31 | 06090583 | Wash Water System | INST
R | VJ-AG-T-179 |  | AGITATOR FOR INTERMEDIATE TANK (COLOR) | AGITATOR | PRP | MEC | MEC |  | 2010011210 | JSWPL-VJN-PRC-WWS | 2001 | B | 2001 | 2000 |  | 2019-04-01 | 2958465 |  |  | 001 | 001 |  |  | 2019-07-31 | 06090583 | 2019-07-31 | 06090583 | Wash Water System | INST
R | VJ-AG-T-180 |  | AGITATOR FOR WASH WATER TANK (WHITE) | AGITATOR | PRP | MEC | MEC |  | 2010011210 | JSWPL-VJN-PRC-WWS | 2001 | B | 2001 | 2000 |  | 2019-04-01 | 2958465 |  |  | 001 | 001 |  |  | 2019-07-31 | 06090583 | 2019-07-31 | 06090583 | Wash Water System | INST
R | VJ-AG-T-181 |  | AGITATOR FOR WASH WATER TANK (WHITE) | AGITATOR | PRP | MEC | MEC |  | 2010011210 | JSWPL-VJN-PRC-WWS | 2001 | B | 2001 | 2000 |  | 2019-04-01 | 2958465 |  |  | 001 | 001 |  |  | 2019-07-31 | 06090583 | 2019-07-31 | 06090583 | Wash Water System | INST
R | VJ-AG-T-182 |  | AGITATOR FOR WASH WATER TANK (WHITE) | AGITATOR | PRP | MEC | MEC |  | 2010011210 | JSWPL-VJN-PRC-WWS | 2001 | B | 2001 | 2000 |  | 2019-04-01 | 2958465 |  |  | 001 | 001 |  |  | 2019-07-31 | 06090583 | 2019-07-31 | 06090583 | Wash Water System | INST
R | VJ-AG-T-183 |  | AGITATOR FOR WASH WATER TANK (WHITE) | AGITATOR | PRP | MEC | MEC |  | 2010011210 | JSWPL-VJN-PRC-WWS | 2001 | B | 2001 | 2000 |  | 2019-04-01 | 2958465 |  |  | 001 | 001 |  |  | 2019-07-31 | 06090583 | 2019-07-31 | 06090583 | Wash Water System | INST
R | VJ-AG-T-184 |  | AGITATOR FOR WASH WATER TANK (WHITE) | AGITATOR | PRP | MEC | MEC |  | 2010011210 | JSWPL-VJN-PRC-WWS | 2001 | B | 2001 | 2000 |  | 2019-04-01 | 2958465 |  |  | 001 | 001 |  |  | 2019-07-31 | 06090583 | 2019-07-31 | 06090583 | Wash Water System | INST
R | VJ-AG-T-185 |  | AGITATOR FOR WASH WATER TANK (RED) | AGITATOR | PRP | MEC | MEC |  | 2010011210 | JSWPL-VJN-PRC-WWS | 2001 | B | 2001 | 2000 |  | 2019-04-01 | 2958465 |  |  | 001 | 001 |  |  | 2019-07-31 | 06090583 | 2019-07-31 | 06090583 | Wash Water System | INST
R | VJ-AG-T-186 |  | AGITATOR FOR WASH WATER TANK (RED) | AGITATOR | PRP | MEC | MEC |  | 2010011210 | JSWPL-VJN-PRC-WWS | 2001 | B | 2001 | 2000 |  | 2019-04-01 | 2958465 |  |  | 001 | 001 |  |  | 2019-07-31 | 06090583 | 2019-07-31 | 06090583 | Wash Water System | INST
R | VJ-AG-T-187 |  | AGITATOR FOR WASH WATER TANK (RED) | AGITATOR | PRP | MEC | MEC |  | 2010011210 | JSWPL-VJN-PRC-WWS | 2001 | B | 2001 | 2000 |  | 2019-04-01 | 2958465 |  |  | 001 | 001 |  |  | 2019-07-31 | 06090583 | 2019-07-31 | 06090583 | Wash Water System | INST
R | VJ-AG-T-188 |  | AGITATOR FOR WASH WATER TANK (RED) | AGITATOR | PRP | MEC | MEC |  | 2010011210 | JSWPL-VJN-PRC-WWS | 2001 | B | 2001 | 2000 |  | 2019-04-01 | 2958465 |  |  | 001 | 001 |  |  | 2019-07-31 | 06090583 | 2019-07-31 | 06090583 | Wash Water System | INST
R | VJ-AG-T-189 |  | AGITATOR FOR WASH WATER TANK (YELLOW) | AGITATOR | PRP | MEC | MEC |  | 2010011210 | JSWPL-VJN-PRC-WWS | 2001 | B | 2001 | 2000 |  | 2019-04-01 | 2958465 |  |  | 001 | 001 |  |  | 2019-07-31 | 06090583 | 2019-07-31 | 06090583 | Wash Water System | INST
R | VJ-AG-T-190 |  | AGITATOR FOR WASH WATER TANK (YELLOW) | AGITATOR | PRP | MEC | MEC |  | 2010011210 | JSWPL-VJN-PRC-WWS | 2001 | B | 2001 | 2000 |  | 2019-04-01 | 2958465 |  |  | 001 | 001 |  |  | 2019-07-31 | 06090583 | 2019-07-31 | 06090583 | Wash Water System | INST
R | VJ-AG-T-191 |  | AGITATOR FOR WASH WATER TANK (YELLOW) | AGITATOR | PRP | MEC | MEC |  | 2010011210 | JSWPL-VJN-PRC-WWS | 2001 | B | 2001 | 2000 |  | 2019-04-01 | 2958465 |  |  | 001 | 001 |  |  | 2019-07-31 | 06090583 | 2019-07-31 | 06090583 | Wash Water System | INST
R | VJ-AG-T-192 |  | AGITATOR FOR WASH WATER TANK (YELLOW) | AGITATOR | PRP | MEC | MEC |  | 2010011210 | JSWPL-VJN-PRC-WWS | 2001 | B | 2001 | 2000 |  | 2019-04-01 | 2958465 |  |  | 001 | 001 |  |  | 2019-07-31 | 06090583 | 2019-07-31 | 06090583 | Wash Water System | INST
R | VJ-AG-T-193 |  | AGITATOR FOR WASH WATER TANK (BROWN) | AGITATOR | PRP | MEC | MEC |  | 2010011210 | JSWPL-VJN-PRC-WWS | 2001 | B | 2001 | 2000 |  | 2019-04-01 | 2958465 |  |  | 001 | 001 |  |  | 2019-07-31 | 06090583 | 2019-07-31 | 06090583 | Wash Water System | INST
R | VJ-AG-T-194 |  | AGITATOR FOR WASH WATER TANK (BLACK) | AGITATOR | PRP | MEC | MEC |  | 2010011210 | JSWPL-VJN-PRC-WWS | 2001 | B | 2001 | 2000 |  | 2019-04-01 | 2958465 |  |  | 001 | 001 |  |  | 2019-07-31 | 06090583 | 2019-07-31 | 06090583 | Wash Water System | INST
R | VJ-AG-T-195 |  | AGITATOR FOR WASH WATER TANK (BLUE) | AGITATOR | PRP | MEC | MEC |  | 2010011210 | JSWPL-VJN-PRC-WWS | 2001 | B | 2001 | 2000 |  | 2019-04-01 | 2958465 |  |  | 001 | 001 |  |  | 2019-07-31 | 06090583 | 2019-07-31 | 06090583 | Wash Water System | INST
R | VJ-AG-T-196 |  | AGITATOR FOR WASH WATER TANK (GREEN) | AGITATOR | PRP | MEC | MEC |  | 2010011210 | JSWPL-VJN-PRC-WWS | 2001 | B | 2001 | 2000 |  | 2019-04-01 | 2958465 |  |  | 001 | 001 |  |  | 2019-07-31 | 06090583 | 2019-07-31 | 06090583 | Wash Water System | INST
R | VJ-AG-T-197 |  | AGITATOR FOR STERLIZATION SOLUTION TANK | AGITATOR | PRP | MEC | MEC |  | 2010011210 | JSWPL-VJN-PRC-WWS | 2001 | B | 2001 | 2000 |  | 2019-04-01 | 2958465 |  |  | 001 | 001 |  |  | 2019-07-31 | 06090583 | 2019-07-31 | 06090583 | Wash Water System | INST
R | VJ-AG-T-207 |  | AGITATOR FOR HALOX 515 | AGITATOR | PRP | MEC | MEC |  | 2010011060 | JSWPL-VJN-RMH-DYT | 2001 | B | 2001 | 2000 |  | 2019-04-01 | 2958465 |  |  | 001 | 001 |  |  | 2019-07-31 | 06090583 | 2019-07-31 | 06090583 | Day Tank | INST
R | VJ-AG-T-3140 |  | AGITATOR FOR ADDITIVES CHARGING VESSEL | AGITATOR | PRP | MEC | MEC |  | 2010011060 | JSWPL-VJN-RMH-DYT | 2001 | A | 2001 | 2000 |  | 2019-04-01 | 2958465 |  |  | 001 | 001 |  |  | 2019-07-31 | 06090583 | 2019-07-31 | 06090583 | Day Tank | INST
R | VJ-AG-T-3150 |  | AGITATOR FOR ADDITIVES CHARGING VESSEL | AGITATOR | PRP | MEC | MEC |  | 2010011060 | JSWPL-VJN-RMH-DYT | 2001 | A | 2001 | 2000 |  | 2019-04-01 | 2958465 |  |  | 001 | 001 |  |  | 2019-07-31 | 06090583 | 2019-07-31 | 06090583 | Day Tank | INST
N | VJ-APFC-01 |  | APFC PANEL - 1 | PANEL | UTY | ELE | ELE |  | 2010011300 | JSWPL-VJN-UTL-PDS | 2001 | A | 2001 | 2000 |  | 2019-04-01 | 2958465 |  |  | 001 | 001 |  |  | 2019-07-31 | 06090583 | 2019-07-31 | 06090583 | Power Distribution System | INST
N | VJ-APFC-02 |  | APFC PANEL - 2 | PANEL | UTY | ELE | ELE |  | 2010011300 | JSWPL-VJN-UTL-PDS | 2001 | A | 2001 | 2000 |  | 2019-04-01 | 2958465 |  |  | 001 | 001 |  |  | 2019-07-31 | 06090583 | 2019-07-31 | 06090583 | Power Distribution System | INST
N | VJ-APFC-03 |  | APFC PANEL - 3 | PANEL | UTY | ELE | ELE |  | 2010011300 | JSWPL-VJN-UTL-PDS | 2001 | A | 2001 | 2000 |  | 2019-04-01 | 2958465 |  |  | 001 | 001 |  |  | 2019-07-31 | 06090583 | 2019-07-31 | 06090583 | Power Distribution System | INST
N | VJ-APFC-04 |  | APFC PANEL - 4 | PANEL | UTY | ELE | ELE |  | 2010011300 | JSWPL-VJN-UTL-PDS | 2001 | A | 2001 | 2000 |  | 2019-04-01 | 2958465 |  |  | 001 | 001 |  |  | 2019-07-31 | 06090583 | 2019-07-31 | 06090583 | Power Distribution System | INST
N | VJ-APFC-05 |  | APFC PANEL - 5 | PANEL | UTY | ELE | ELE |  | 2010011300 | JSWPL-VJN-UTL-PDS | 2001 | A | 2001 | 2000 |  | 2019-04-01 | 2958465 |  |  | 001 | 001 |  |  | 2019-07-31 | 06090583 | 2019-07-31 | 06090583 | Power Distribution System | INST
N | VJ-APFC-06 |  | APFC PANEL - 6 | PANEL | UTY | ELE | ELE |  | 2010011300 | JSWPL-VJN-UTL-PDS | 2001 | A | 2001 | 2000 |  | 2019-04-01 | 2958465 |  |  | 001 | 001 |  |  | 2019-07-31 | 06090583 | 2019-07-31 | 06090583 | Power Distribution System | INST
W | VJ-ASRS |  | AUTOMATIC STORAGE & RETREIVAL SYSTEM |  | PRP | INS | INS |  | 2010011340 | JSWPL-VJN-FGH-ASR | 2001 | B | 2001 | 2000 |  | 2019-04-01 | 2958465 |  |  | 001 | 001 |  |  | 2019-07-31 | 06090583 | 2019-07-31 | 06090583 | ASRS | INST
R | VJ-B-01 |  | MEDIUM HOPPER | HOPPER | PRP | MEC | MEC |  | 2010011060 | JSWPL-VJN-RMH-RMG-ATX | 2001 | C | 2001 | 2000 |  | 2019-04-01 | 2958465 |  |  | 001 | 001 |  |  | 2019-07-31 | 06090583 | 2019-07-31 | 06090583 | Atex System & Medium component handling | INST
R | VJ-B-02 |  | MEDIUM HOPPER | HOPPER | PRP | MEC | MEC |  | 2010011060 | JSWPL-VJN-RMH-RMG-ATX | 2001 | C | 2001 | 2000 |  | 2019-04-01 | 2958465 |  |  | 001 | 001 |  |  | 2019-07-31 | 06090583 | 2019-07-31 | 06090583 | Atex System & Medium component handling | INST
R | VJ-B-03 |  | MEDIUM HOPPER | HOPPER | PRP | MEC | MEC |  | 2010011060 | JSWPL-VJN-RMH-RMG-ATX | 2001 | B | 2001 | 2000 |  | 2019-04-01 | 2958465 |  |  | 001 | 001 |  |  | 2019-07-31 | 06090583 | 2019-07-31 | 06090583 | Atex System & Medium component handling | INST
R | VJ-B-04 |  | MEDIUM HOPPER | HOPPER | PRP | MEC | MEC |  | 2010011060 | JSWPL-VJN-RMH-RMG-ATX | 2001 | B | 2001 | 2000 |  | 2019-04-01 | 2958465 |  |  | 001 | 001 |  |  | 2019-07-31 | 06090583 | 2019-07-31 | 06090583 | Atex System & Medium component handling | INST
R | VJ-B-05 |  | MEDIUM HOPPER | HOPPER | PRP | MEC | MEC |  | 2010011060 | JSWPL-VJN-RMH-RMG-ATX | 2001 | B | 2001 | 2000 |  | 2019-04-01 | 2958465 |  |  | 001 | 001 |  |  | 2019-07-31 | 06090583 | 2019-07-31 | 06090583 | Atex System & Medium component handling | INST
R | VJ-B-06 |  | MEDIUM HOPPER | HOPPER | PRP | MEC | MEC |  | 2010011060 | JSWPL-VJN-RMH-RMG-ATX | 2001 | B | 2001 | 2000 |  | 2019-04-01 | 2958465 |  |  | 001 | 001 |  |  | 2019-07-31 | 06090583 | 2019-07-31 | 06090583 | Atex System & Medium component handling | INST
R | VJ-B-BDS01-03 |  | TRANSFER HOPPER | HOPPER | RSI | MEC | MEC |  | 2010011060 | JSWPL-VJN-RMH-RMG-ATX | 2001 | C | 2001 | 2000 |  | 2019-04-01 | 2958465 |  |  | 001 | 001 |  |  | 2019-07-31 | 06090583 | 2019-07-31 | 06090583 | Atex System & Medium component handling | INST
R | VJ-B-BDS02-03 |  | TRANSFER HOPPER | HOPPER | RSI | MEC | MEC |  | 2010011060 | JSWPL-VJN-RMH-RMG-ATX | 2001 | C | 2001 | 2000 |  | 2019-04-01 | 2958465 |  |  | 001 | 001 |  |  | 2019-07-31 | 06090583 | 2019-07-31 | 06090583 | Atex System & Medium component handling | INST
R | VJ-B-BDS03-03 |  | TRANSFER HOPPER | HOPPER | RSI | MEC | MEC |  | 2010011060 | JSWPL-VJN-RMH-RMG-ATX | 2001 | C | 2001 | 2000 |  | 2019-04-01 | 2958465 |  |  | 001 | 001 |  |  | 2019-07-31 | 06090583 | 2019-07-31 | 06090583 | Atex System & Medium component handling | INST
R | VJ-B-BSM01-01 |  | TRANSFER HOPPER | HOPPER | RSI | MEC | MEC |  | 2010011060 | JSWPL-VJN-RMH-RMG-ATX | 2001 | C | 2001 | 2000 |  | 2019-04-01 | 2958465 |  |  | 001 | 001 |  |  | 2019-07-31 | 06090583 | 2019-07-31 | 06090583 | Atex System & Medium component handling | INST
R | VJ-BDS-01 |  | BIG-BAG DUMP STATION | VESSEL | RSI | MEC | MEC |  | 2010011060 | JSWPL-VJN-RMH-RMG-BD1 | 2001 | A | 2001 | 2000 |  | 2019-04-01 | 2958465 |  |  | 001 | 001 |  |  | 2019-07-31 | 06090583 | 2019-07-31 | 06090583 | Bag Dumping Station 01 | INST
R | VJ-BDS-02 |  | BIG-BAG DUMP STATION | VESSEL | RSI | MEC | MEC |  | 2010011060 | JSWPL-VJN-RMH-RMG-BD2 | 2001 | A | 2001 | 2000 |  | 2019-04-01 | 2958465 |  |  | 001 | 001 |  |  | 2019-07-31 | 06090583 | 2019-07-31 | 06090583 | Bag Dumping Station 02 | INST
R | VJ-BDS-03 |  | BIG-BAG DUMP STATION | VESSEL | RSI | MEC | MEC |  | 2010011060 | JSWPL-VJN-RMH-RMG-BD3 | 2001 | B | 2001 | 2000 |  | 2019-04-01 | 2958465 |  |  | 001 | 001 |  |  | 2019-07-31 | 06090583 | 2019-07-31 | 06090583 | Bag Dumping Station 03 | INST
W | VJ-BDS1-HMI |  | HMI OF BDS01 | HMI | RSI | INS | INS |  | 2010011310 | JSWPL-VJN-RMH | 2001 | A | 2001 | 2000 |  | 2019-08-01 | 2958465 |  |  | 001 | 001 |  |  | 2023-03-20 | ACCPMSUP02 | 2023-03-20 | ACCPMSUP02 | RM Handling | INST
W | VJ-BDS2-HMI |  | HMI OF BDS02 | HMI | RSI | INS | INS |  | 2010011310 | JSWPL-VJN-RMH | 2001 | A | 2001 | 2000 |  | 2019-08-01 | 2958465 |  |  | 001 | 001 |  |  | 2023-03-20 | ACCPMSUP02 | 2023-03-20 | ACCPMSUP02 | RM Handling | INST
W | VJ-BDS3-HMI |  | HMI OF BDS03 | HMI | RSI | INS | INS |  | 2010011310 | JSWPL-VJN-RMH | 2001 | A | 2001 | 2000 |  | 2019-08-01 | 2958465 |  |  | 001 | 001 |  |  | 2023-03-20 | ACCPMSUP02 | 2023-03-20 | ACCPMSUP02 | RM Handling | INST
R | VJ-BFM-101 |  | BULK FILLING MACHINE-1 | PACKER | PRP | MEC | MEC |  | 2010011190 | JSWPL-VJN-PKG | 2001 | B | 2001 | 2000 |  | 2019-04-01 | 2958465 |  |  | 001 | 001 |  |  | 2019-07-31 | 06090583 | 2019-07-31 | 06090583 | Packing Section | INST
R | VJ-BFM-102 |  | BULK FILLING MACHINE-2 | PACKER | PRP | MEC | MEC |  | 2010011190 | JSWPL-VJN-PKG | 2001 | B | 2001 | 2000 |  | 2019-04-01 | 2958465 |  |  | 001 | 001 |  |  | 2019-07-31 | 06090583 | 2019-07-31 | 06090583 | Packing Section | INST
R | VJ-BFM-103 |  | Bulk Filling Machine 103 | MACHINE | PRP | MEC | MEC |  | 2010014010 | JSWPL-VJN-PKG | 2001 | A | 2001 | 2000 |  | 2022-11-18 | 2958465 |  |  | 001 | 001 |  |  | 2022-11-19 | 06090257 | 2022-11-19 | 06090257 | Packing Section | INST
R | VJ-BFM-104 |  | BULK FILLING MACHINE-4 | PACKER | PRP | MEC | MEC |  | 2010011190 | JSWPL-VJN-PKG | 2001 | B | 2001 | 2000 |  | 2024-11-14 | 2958465 |  |  | 001 | 001 |  |  | 2024-11-15 | ACCPMSUP05 | 2024-11-15 | ACCPMSUP05 | Packing Section | INST
R | VJ-BL-101 |  | BLENDER - 40KL | MIXER | PRP | MEC | MEC |  | 2010011180 | JSWPL-VJN-PRC-BLE | 2001 | B | 2001 | 2000 |  | 2019-04-01 | 2958465 |  |  | 001 | 001 |  |  | 2019-07-31 | 06090583 | 2019-07-31 | 06090583 | Blender Section | INST
R | VJ-BL-102 |  | BLENDER - 40KL | MIXER | PRP | MEC | MEC |  | 2010011180 | JSWPL-VJN-PRC-BLE | 2001 | B | 2001 | 2000 |  | 2019-04-01 | 2958465 |  |  | 001 | 001 |  |  | 2019-07-31 | 06090583 | 2019-07-31 | 06090583 | Blender Section | INST
R | VJ-BL-103 |  | BLENDER - 40KL | MIXER | PRP | MEC | MEC |  | 2010011180 | JSWPL-VJN-PRC-BLE | 2001 | B | 2001 | 2000 |  | 2019-04-01 | 2958465 |  |  | 001 | 001 |  |  | 2019-07-31 | 06090583 | 2019-07-31 | 06090583 | Blender Section | INST
R | VJ-BL-104 |  | BLENDER - 40KL | MIXER | PRP | MEC | MEC |  | 2010011180 | JSWPL-VJN-PRC-BLE | 2001 | B | 2001 | 2000 |  | 2019-04-01 | 2958465 |  |  | 001 | 001 |  |  | 2019-07-31 | 06090583 | 2019-07-31 | 06090583 | Blender Section | INST
R | VJ-BL-105 |  | BLENDER - 40KL | MIXER | PRP | MEC | MEC |  | 2010011180 | JSWPL-VJN-PRC-BLE | 2001 | B | 2001 | 2000 |  | 2019-04-01 | 2958465 |  |  | 001 | 001 |  |  | 2019-07-31 | 06090583 | 2019-07-31 | 06090583 | Blender Section | INST
R | VJ-BL-106 |  | BLENDER - 40KL | MIXER | PRP | MEC | MEC |  | 2010011180 | JSWPL-VJN-PRC-BLE | 2001 | B | 2001 | 2000 |  | 2019-04-01 | 2958465 |  |  | 001 | 001 |  |  | 2019-07-31 | 06090583 | 2019-07-31 | 06090583 | Blender Section | INST
R | VJ-BL-107 |  | BLENDER - 40KL | MIXER | PRP | MEC | MEC |  | 2010011180 | JSWPL-VJN-PRC-BLE | 2001 | B | 2001 | 2000 |  | 2019-04-01 | 2958465 |  |  | 001 | 001 |  |  | 2019-07-31 | 06090583 | 2019-07-31 | 06090583 | Blender Section | INST
R | VJ-BL-108 |  | BLENDER - 40KL | MIXER | PRP | MEC | MEC |  | 2010011180 | JSWPL-VJN-PRC-BLE | 2001 | B | 2001 | 2000 |  | 2019-04-01 | 2958465 |  |  | 001 | 001 |  |  | 2019-07-31 | 06090583 | 2019-07-31 | 06090583 | Blender Section | INST
R | VJ-BL-109 |  | 40KL; 3.5DIAX4.4H | MIXER | PRP | MEC | MEC |  | 2010011180 | JSWPL-VJN-PRC-BLE | 2001 | B | 2001 | 2000 |  | 2024-11-14 | 2958465 |  |  | 001 | 001 |  |  | 2024-11-15 | ACCPMSUP05 | 2024-11-15 | ACCPMSUP05 | Blender Section | INST
R | VJ-BL-110 |  | BLENDER - 40KL | MIXER | PRP | MEC | MEC |  | 2010011180 | JSWPL-VJN-PRC-BLE | 2001 | B | 2001 | 2000 |  | 2024-11-14 | 2958465 |  |  | 001 | 001 |  |  | 2024-11-15 | ACCPMSUP05 | 2024-11-15 | ACCPMSUP05 | Blender Section | INST
R | VJ-BL-111 |  | BLENDER - 40KL | MIXER | PRP | MEC | MEC |  | 2010011180 | JSWPL-VJN-PRC-BLE | 2001 | B | 2001 | 2000 |  | 2024-11-14 | 2958465 |  |  | 001 | 001 |  |  | 2024-11-15 | ACCPMSUP05 | 2024-11-15 | ACCPMSUP05 | Blender Section | INST
R | VJ-BL-112 |  | BLENDER - 40KL | MIXER | PRP | MEC | MEC |  | 2010011180 | JSWPL-VJN-PRC-BLE | 2001 | B | 2001 | 2000 |  | 2024-11-14 | 2958465 |  |  | 001 | 001 |  |  | 2024-11-15 | ACCPMSUP05 | 2024-11-15 | ACCPMSUP05 | Blender Section | INST
R | VJ-BL-115 |  | BLENDER - 20KL | MIXER | PRP | MEC | MEC |  | 2010011180 | JSWPL-VJN-PRC-BLE | 2001 | B | 2001 | 2000 |  | 2024-11-14 | 2958465 |  |  | 001 | 001 |  |  | 2024-11-15 | ACCPMSUP05 | 2024-11-15 | ACCPMSUP05 | Blender Section | INST
R | VJ-BL-116 |  | BLENDER - 20KL | MIXER | PRP | MEC | MEC |  | 2010011180 | JSWPL-VJN-PRC-BLE | 2001 | B | 2001 | 2000 |  | 2024-10-29 | 2958465 |  |  | 001 | 001 |  |  | 2024-10-31 | ACCPMSUP05 | 2024-10-31 | ACCPMSUP05 | Blender Section | INST
R | VJ-BL-117 |  | BLENDER - 20KL | MIXER | PRP | MEC | MEC |  | 2010011180 | JSWPL-VJN-PRC-BLE | 2001 | B | 2001 | 2000 |  | 2024-10-29 | 2958465 |  |  | 001 | 001 |  |  | 2024-10-31 | ACCPMSUP05 | 2024-10-31 | ACCPMSUP05 | Blender Section | INST
R | VJ-BL-118 |  | BLENDER - 20KL | MIXER | PRP | MEC | MEC |  | 2010011180 | JSWPL-VJN-PRC-BLE | 2001 | B | 2001 | 2000 |  | 2024-11-14 | 2958465 |  |  | 001 | 001 |  |  | 2024-11-15 | ACCPMSUP05 | 2024-11-15 | ACCPMSUP05 | Blender Section | INST
R | VJ-BL-119 |  | BLENDER - 20KL | MIXER | PRP | MEC | MEC |  | 2010011180 | JSWPL-VJN-PRC-BLE | 2001 | B | 2001 | 2000 |  | 2019-04-01 | 2958465 |  |  | 001 | 001 |  |  | 2019-07-31 | 06090583 | 2019-07-31 | 06090583 | Blender Section | INST
R | VJ-BL-120 |  | BLENDER - 20KL | MIXER | PRP | MEC | MEC |  | 2010011180 | JSWPL-VJN-PRC-BLE | 2001 | B | 2001 | 2000 |  | 2019-04-01 | 2958465 |  |  | 001 | 001 |  |  | 2019-07-31 | 06090583 | 2019-07-31 | 06090583 | Blender Section | INST
R | VJ-BL-121 |  | BLENDER - 20KL | MIXER | PRP | MEC | MEC |  | 2010011180 | JSWPL-VJN-PRC-BLE | 2001 | B | 2001 | 2000 |  | 2019-04-01 | 2958465 |  |  | 001 | 001 |  |  | 2019-07-31 | 06090583 | 2019-07-31 | 06090583 | Blender Section | INST
R | VJ-BL-122 |  | BLENDER - 20KL | MIXER | PRP | MEC | MEC |  | 2010011180 | JSWPL-VJN-PRC-BLE | 2001 | B | 2001 | 2000 |  | 2019-04-01 | 2958465 |  |  | 001 | 001 |  |  | 2019-07-31 | 06090583 | 2019-07-31 | 06090583 | Blender Section | INST
R | VJ-BL-123 |  | BLENDER - 20KL | MIXER | PRP | MEC | MEC |  | 2010011180 | JSWPL-VJN-PRC-BLE | 2001 | B | 2001 | 2000 |  | 2019-04-01 | 2958465 |  |  | 001 | 001 |  |  | 2019-07-31 | 06090583 | 2019-07-31 | 06090583 | Blender Section | INST
R | VJ-BL-124 |  | BLENDER - 20KL | MIXER | PRP | MEC | MEC |  | 2010011180 | JSWPL-VJN-PRC-BLE | 2001 | B | 2001 | 2000 |  | 2019-04-01 | 2958465 |  |  | 001 | 001 |  |  | 2019-07-31 | 06090583 | 2019-07-31 | 06090583 | Blender Section | INST
R | VJ-BL-125 |  | BLENDER - 10KL | MIXER | PRP | MEC | MEC |  | 2010011180 | JSWPL-VJN-PRC-BLE | 2001 | B | 2001 | 2000 |  | 2019-04-01 | 2958465 |  |  | 001 | 001 |  |  | 2019-07-31 | 06090583 | 2019-07-31 | 06090583 | Blender Section | INST
R | VJ-BL-126 |  | BLENDER - 10KL | MIXER | PRP | MEC | MEC |  | 2010011180 | JSWPL-VJN-PRC-BLE | 2001 | B | 2001 | 2000 |  | 2019-04-01 | 2958465 |  |  | 001 | 001 |  |  | 2019-07-31 | 06090583 | 2019-07-31 | 06090583 | Blender Section | INST
R | VJ-BL-127 |  | BLENDER - 10KL | MIXER | PRP | MEC | MEC |  | 2010011180 | JSWPL-VJN-PRC-BLE | 2001 | B | 2001 | 2000 |  | 2019-04-01 | 2958465 |  |  | 001 | 001 |  |  | 2019-07-31 | 06090583 | 2019-07-31 | 06090583 | Blender Section | INST
R | VJ-BL-128 |  | BLENDER - 10KL | MIXER | PRP | MEC | MEC |  | 2010011180 | JSWPL-VJN-PRC-BLE | 2001 | B | 2001 | 2000 |  | 2019-04-01 | 2958465 |  |  | 001 | 001 |  |  | 2019-07-31 | 06090583 | 2019-07-31 | 06090583 | Blender Section | INST
R | VJ-BL-129 |  | BLENDER - 10KL | MIXER | PRP | MEC | MEC |  | 2010011180 | JSWPL-VJN-PRC-BLE | 2001 | B | 2001 | 2000 |  | 2019-04-01 | 2958465 |  |  | 001 | 001 |  |  | 2019-07-31 | 06090583 | 2019-07-31 | 06090583 | Blender Section | INST
R | VJ-BL-130 |  | BLENDER - 10KL | MIXER | PRP | MEC | MEC |  | 2010011180 | JSWPL-VJN-PRC-BLE | 2001 | B | 2001 | 2000 |  | 2019-04-01 | 2958465 |  |  | 001 | 001 |  |  | 2019-07-31 | 06090583 | 2019-07-31 | 06090583 | Blender Section | INST
R | VJ-BL-B9-106A |  | Equilization Blower A | BLOWER | PRP | MEC | MEC |  | 2010014010 | JSWPL-VJN-UTL-ETP | 2001 | A | 2001 | 2000 |  | 2022-11-18 | 2958465 |  |  | 001 | 001 |  |  | 2022-11-19 | 06090257 | 2022-11-19 | 06090257 | ETP | INST
R | VJ-BL-B9-106B |  | Equilization Blower B | BLOWER | PRP | MEC | MEC |  | 2010014010 | JSWPL-VJN-UTL-ETP | 2001 | A | 2001 | 2000 |  | 2022-11-18 | 2958465 |  |  | 001 | 001 |  |  | 2022-11-19 | 06090257 | 2022-11-19 | 06090257 | ETP | INST
R | VJ-BL-DC101 |  | BLOWER FOR DUST COLLECTOR | BLOWER | PRP | MEC | MEC |  | 2010011170 | JSWPL-VJN-PRC-DIS | 2001 | B | 2001 | 2000 |  | 2019-04-01 | 2958465 |  |  | 001 | 001 |  |  | 2019-07-31 | 06090583 | 2019-07-31 | 06090583 | Dispersion section | INST
R | VJ-BL-E7-102A |  | Aeration Tank-1 Blower A | BLOWER | PRP | MEC | MEC |  | 2010014010 | JSWPL-VJN-UTL-ETP | 2001 | A | 2001 | 2000 |  | 2022-11-18 | 2958465 |  |  | 001 | 001 |  |  | 2022-11-19 | 06090257 | 2022-11-19 | 06090257 | ETP | INST
R | VJ-BL-E7-102B |  | Aeration Tank-1 Blower B | BLOWER | PRP | MEC | MEC |  | 2010014010 | JSWPL-VJN-UTL-ETP | 2001 | A | 2001 | 2000 |  | 2022-11-18 | 2958465 |  |  | 001 | 001 |  |  | 2022-11-19 | 06090257 | 2022-11-19 | 06090257 | ETP | INST
R | VJ-BL-E7-108A |  | Aeration Tank-2 Blower-A | BLOWER | PRP | MEC | MEC |  | 2010014010 | JSWPL-VJN-UTL-ETP | 2001 | A | 2001 | 2000 |  | 2022-11-18 | 2958465 |  |  | 001 | 001 |  |  | 2022-11-19 | 06090257 | 2022-11-19 | 06090257 | ETP | INST
R | VJ-BL-E7-108B |  | Aeration Tank-2 Blower-B | BLOWER | PRP | MEC | MEC |  | 2010014010 | JSWPL-VJN-UTL-ETP | 2001 | A | 2001 | 2000 |  | 2022-11-18 | 2958465 |  |  | 001 | 001 |  |  | 2022-11-19 | 06090257 | 2022-11-19 | 06090257 | ETP | INST
R | VJ-BL-H1-103A |  | SUF Blower A | BLOWER | PRP | MEC | MEC |  | 2010014010 | JSWPL-VJN-UTL-ETP | 2001 | A | 2001 | 2000 |  | 2023-04-01 | 2958465 |  |  | 001 | 001 |  |  | 2023-04-04 | ACCPMSUP05 | 2023-04-04 | ACCPMSUP05 | ETP | INST
R | VJ-BL-H1-103B |  | SUF Blower B | BLOWER | PRP | MEC | MEC |  | 2010014010 | JSWPL-VJN-UTL-ETP | 2001 | A | 2001 | 2000 |  | 2023-04-01 | 2958465 |  |  | 001 | 001 |  |  | 2023-04-04 | ACCPMSUP05 | 2023-04-04 | ACCPMSUP05 | ETP | INST
R | VJ-BL-J2-117 |  | RO degreaser Blower | BLOWER | PRP | MEC | MEC |  | 2010014010 | JSWPL-VJN-UTL-ETP | 2001 | A | 2001 | 2000 |  | 2023-04-01 | 2958465 |  |  | 001 | 001 |  |  | 2023-04-04 | ACCPMSUP05 | 2023-04-04 | ACCPMSUP05 | ETP | INST
R | VJ-BL-SC101 |  | BLOWER FOR SCRUBBER | BLOWER | PRP | MEC | MEC |  | 2010011230 | JSWPL-VJN-PRC | 2001 | B | 2001 | 2000 |  | 2019-04-01 | 2958465 |  |  | 001 | 001 |  |  | 2019-07-31 | 06090583 | 2019-07-31 | 06090583 | Processing Block | INST
R | VJ-BOFL-FG-03 |  | BATTERY OPERATED FORKLIFT - FG DISPATCH |  | PRP | MEC | MEC |  | 2010011150 | JSWPL-VJN-MHE | 2001 | B | 2001 | 2000 |  | 2019-04-01 | 2958465 |  |  | 001 | 001 |  |  | 2019-07-31 | 06090583 | 2019-07-31 | 06090583 | Material Handling Equipment | INST
R | VJ-BOFL-FG-04 |  | BATTERY OPERATED FORKLIFT - FG DISPATCH |  | PRP | MEC | MEC |  | 2010011150 | JSWPL-VJN-MHE | 2001 | B | 2001 | 2000 |  | 2019-04-01 | 2958465 |  |  | 001 | 001 |  |  | 2019-07-31 | 06090583 | 2019-07-31 | 06090583 | Material Handling Equipment | INST
R | VJ-BOFL-RM-01 |  | BO FORKLIFT - FOR CONTAINER- RM |  | RSI | MEC | MEC |  | 2010011150 | JSWPL-VJN-MHE | 2001 | B | 2001 | 2000 |  | 2019-04-01 | 2958465 |  |  | 001 | 001 |  |  | 2019-07-31 | 06090583 | 2019-07-31 | 06090583 | Material Handling Equipment | INST
R | VJ-BOFL-RM-02 |  | BO FORKLIFT - FOR CONTAINER- RM |  | RSI | MEC | MEC |  | 2010011150 | JSWPL-VJN-MHE | 2001 | B | 2001 | 2000 |  | 2019-04-01 | 2958465 |  |  | 001 | 001 |  |  | 2019-07-31 | 06090583 | 2019-07-31 | 06090583 | Material Handling Equipment | INST
R | VJ-BOPT-01 |  | BO PALLET TRUCK - PROCESS I FLOOR |  | PRP | MEC | MEC |  | 2010011150 | JSWPL-VJN-MHE | 2001 | B | 2001 | 2000 |  | 2019-04-01 | 2958465 |  |  | 001 | 001 |  |  | 2019-07-31 | 06090583 | 2019-07-31 | 06090583 | Material Handling Equipment | INST
R | VJ-BOPT-02 |  | BO PALLET TRUCK - PROCESS II FLOOR |  | PRP | MEC | MEC |  | 2010011150 | JSWPL-VJN-MHE | 2001 | B | 2001 | 2000 |  | 2019-04-01 | 2958465 |  |  | 001 | 001 |  |  | 2019-07-31 | 06090583 | 2019-07-31 | 06090583 | Material Handling Equipment | INST
R | VJ-BOPT-03 |  | BATTERY OPERATED PALLET TRUCK - GENERAL |  | PRP | MEC | MEC |  | 2010011150 | JSWPL-VJN-MHE | 2001 | B | 2001 | 2000 |  | 2019-04-01 | 2958465 |  |  | 001 | 001 |  |  | 2019-07-31 | 06090583 | 2019-07-31 | 06090583 | Material Handling Equipment | INST
R | VJ-BOPT-04 |  | BO PALLET TRUCK - PROCESS I FLOOR |  | PRP | MEC | MEC |  | 2010011150 | JSWPL-VJN-MHE | 2001 | B | 2001 | 2000 |  | 2020-06-10 | 2958465 |  |  | 001 | 001 |  |  | 2020-06-10 | 01043640 | 2020-06-10 | 01043640 | Material Handling Equipment | INST
R | VJ-BORT-PM-01 |  | BATTERY OPERATED REACH TRUCK - PM |  | PRP | MEC | MEC |  | 2010011150 | JSWPL-VJN-MHE | 2001 | B | 2001 | 2000 |  | 2019-04-01 | 2958465 |  |  | 001 | 001 |  |  | 2019-07-31 | 06090583 | 2019-07-31 | 06090583 | Material Handling Equipment | INST
R | VJ-BORT-PM-02 |  | BATTERY OPERATED REACH TRUCK - PM |  | PRP | MEC | MEC |  | 2010011150 | JSWPL-VJN-MHE | 2001 | B | 2001 | 2000 |  | 2019-04-01 | 2958465 |  |  | 001 | 001 |  |  | 2019-07-31 | 06090583 | 2019-07-31 | 06090583 | Material Handling Equipment | INST
R | VJ-BORT-RM-03 |  | BATTERY OPERATED REACH TRUCK - RM |  | RSI | MEC | MEC |  | 2010011150 | JSWPL-VJN-MHE | 2001 | B | 2001 | 2000 |  | 2019-04-01 | 2958465 |  |  | 001 | 001 |  |  | 2019-07-31 | 06090583 | 2019-07-31 | 06090583 | Material Handling Equipment | INST
R | VJ-BORT-RM-04 |  | BATTERY OPERATED REACH TRUCK - RM |  | RSI | MEC | MEC |  | 2010011150 | JSWPL-VJN-MHE | 2001 | B | 2001 | 2000 |  | 2019-04-01 | 2958465 |  |  | 001 | 001 |  |  | 2019-07-31 | 06090583 | 2019-07-31 | 06090583 | Material Handling Equipment | INST
R | VJ-BORT-RM-05 |  | BATTERY OPERATED REACH TRUCK - RM |  | RSI | MEC | MEC |  | 2010011150 | JSWPL-VJN-MHE | 2001 | B | 2001 | 2000 |  | 2019-04-01 | 2958465 |  |  | 001 | 001 |  |  | 2019-07-31 | 06090583 | 2019-07-31 | 06090583 | Material Handling Equipment | INST
R | VJ-BOST-FG-01 |  | BATTERY OPERATED STACKER - FG SORTATION |  | PRP | MEC | MEC |  | 2010011150 | JSWPL-VJN-MHE | 2001 | B | 2001 | 2000 |  | 2019-04-01 | 2958465 |  |  | 001 | 001 |  |  | 2019-07-31 | 06090583 | 2019-07-31 | 06090583 | Material Handling Equipment | INST
R | VJ-BOST-FG-02 |  | BATTERY OPERATED STACKER - FG SORTATION |  | PRP | MEC | MEC |  | 2010011150 | JSWPL-VJN-MHE | 2001 | B | 2001 | 2000 |  | 2019-04-01 | 2958465 |  |  | 001 | 001 |  |  | 2019-07-31 | 06090583 | 2019-07-31 | 06090583 | Material Handling Equipment | INST
R | VJ-BOST-PM-03 |  | BATTERY OPERATED STACKER - PM RECEIVING |  | PRP | MEC | MEC |  | 2010011150 | JSWPL-VJN-MHE | 2001 | B | 2001 | 2000 |  | 2019-04-01 | 2958465 |  |  | 001 | 001 |  |  | 2019-07-31 | 06090583 | 2019-07-31 | 06090583 | Material Handling Equipment | INST
R | VJ-BOST-PR-04 |  | BATTERY OPERATED STACKER - PRODUCTION GF |  | PRP | MEC | MEC |  | 2010011150 | JSWPL-VJN-MHE | 2001 | B | 2001 | 2000 |  | 2019-04-01 | 2958465 |  |  | 001 | 001 |  |  | 2019-07-31 | 06090583 | 2019-07-31 | 06090583 | Material Handling Equipment | INST
R | VJ-BOST-PR-05 |  | BATTERY OPERATED STACKER - PRODUCTION GF |  | PRP | MEC | MEC |  | 2010011150 | JSWPL-VJN-MHE | 2001 | B | 2001 | 2000 |  | 2019-04-01 | 2958465 |  |  | 001 | 001 |  |  | 2019-07-31 | 06090583 | 2019-07-31 | 06090583 | Material Handling Equipment | INST
R | VJ-BS-B9-102 |  | Perforated Screen for STP | SCREEN | PRP | MEC | MEC |  | 2010014010 | JSWPL-VJN-UTL-ETP | 2001 | A | 2001 | 2000 |  | 2022-11-18 | 2958465 |  |  | 001 | 001 |  |  | 2022-11-19 | 06090257 | 2022-11-19 | 06090257 | ETP | INST
R | VJ-BSM-01 |  | AUTOMATIC BAG SLITTING MACHINE |  | RSI | MEC | MEC |  | 2010011060 | JSWPL-VJN-RMH-RMG-BSM | 2001 | B | 2001 | 2000 |  | 2019-04-01 | 2958465 |  |  | 001 | 001 |  |  | 2019-07-31 | 06090583 | 2019-07-31 | 06090583 | Bag Slitting Machine | INST
W | VJ-BSM-HMI |  | HMI OF BSM | HMI | RSI | INS | INS |  | 2010011310 | JSWPL-VJN-RMH | 2001 | A | 2001 | 2000 |  | 2019-08-01 | 2958465 |  |  | 001 | 001 |  |  | 2023-03-20 | ACCPMSUP02 | 2023-03-20 | ACCPMSUP02 | RM Handling | INST
W | VJ-CANT-TVJB |  | TV JB CANTEEN | JUN_BOX | UTY | INS | INS |  | 2010011360 | JSWPL-VJN-UTL | 2001 | C | 2001 | 2000 |  | 2019-08-01 | 2958465 |  |  | 001 | 001 |  |  | 2023-03-20 | ACCPMSUP02 | 2023-03-20 | ACCPMSUP02 | Utility section | INST
W | VJ-CDT-4501 |  | CONDUCTVITY TRANSMITTER | TRANSMITTR | UTY | INS | INS |  | 2010011360 | JSWPL-VJN-UTL | 2001 | C | 2001 | 2000 |  | 2019-08-01 | 2958465 |  |  | 001 | 001 |  |  | 2023-03-20 | ACCPMSUP02 | 2023-03-20 | ACCPMSUP02 | Utility section | INST
R | VJ-CHW-101 |  | CHILLED WATER UNIT | CHILLER | PRP | MEC | MEC |  | 2010011220 | JSWPL-VJN-UTL-CHR | 2001 | B | 2001 | 2000 |  | 2019-04-01 | 2958465 |  |  | 001 | 001 |  |  | 2019-07-31 | 06090583 | 2019-07-31 | 06090583 | Chiller | INST
W | VJ-CIT-J2-101 |  | CONDUCTIVITY METER RO ROOM | TRANSMITTR | ETP | INS | INS |  | 2010011350 | JSWPL-VJN-UTL-ETP | 2001 | B | 2001 | 2000 |  | 2024-01-01 | 2958465 |  |  | 001 | 001 |  |  | 2024-09-16 | ACCPMSUP06 | 2024-09-16 | ACCPMSUP06 | ETP | INST
W | VJ-CIT-J2-102 |  | CONDUCTIVITY METER RO ROOM | TRANSMITTR | ETP | INS | INS |  | 2010011350 | JSWPL-VJN-UTL-ETP | 2001 | B | 2001 | 2000 |  | 2024-01-01 | 2958465 |  |  | 001 | 001 |  |  | 2024-09-16 | ACCPMSUP06 | 2024-09-16 | ACCPMSUP06 | ETP | INST
R | VJ-COL-AOD-101 |  | AODD Pump 101; Size: 3"; SS316L | PUMP | PRP | MEC | MEC |  | 2010011390 | JSWPL-VJN-COL | 2001 | A | 2001 | 2000 |  | 2023-08-01 | 2958465 |  |  | 001 | 001 |  |  | 2024-05-16 | ACCPMSUP05 | 2024-05-16 | ACCPMSUP05 | Process Building-Colorant Plant | INST
R | VJ-COL-AOD-102 |  | AODD Pump 102; Size: 1.5"; SS316L | PUMP | PRP | MEC | MEC |  | 2010011390 | JSWPL-VJN-COL | 2001 | A | 2001 | 2000 |  | 2023-08-01 | 2958465 |  |  | 001 | 001 |  |  | 2024-05-16 | ACCPMSUP05 | 2024-05-16 | ACCPMSUP05 | Process Building-Colorant Plant | INST
R | VJ-COL-AOD-103 |  | AODD Pump 103; Size: 1.5"; SS316L | PUMP | PRP | MEC | MEC |  | 2010011390 | JSWPL-VJN-COL | 2001 | A | 2001 | 2000 |  | 2023-08-01 | 2958465 |  |  | 001 | 001 |  |  | 2024-05-16 | ACCPMSUP05 | 2024-05-16 | ACCPMSUP05 | Process Building-Colorant Plant | INST
R | VJ-COL-AOD-104 |  | AODD Pump 104; Size: 1.5"; SS316L | PUMP | PRP | MEC | MEC |  | 2010011390 | JSWPL-VJN-COL | 2001 | A | 2001 | 2000 |  | 2023-08-01 | 2958465 |  |  | 001 | 001 |  |  | 2024-05-16 | ACCPMSUP05 | 2024-05-16 | ACCPMSUP05 | Process Building-Colorant Plant | INST
R | VJ-COL-AOD-105 |  | AODD Pump 105; Size: 1.5"; SS316L | PUMP | PRP | MEC | MEC |  | 2010011390 | JSWPL-VJN-COL | 2001 | A | 2001 | 2000 |  | 2023-08-01 | 2958465 |  |  | 001 | 001 |  |  | 2024-05-16 | ACCPMSUP05 | 2024-05-16 | ACCPMSUP05 | Process Building-Colorant Plant | INST
R | VJ-COL-AOD-106 |  | AODD Pump 106; Size: 1.5"; SS316L | PUMP | PRP | MEC | MEC |  | 2010011390 | JSWPL-VJN-COL | 2001 | A | 2001 | 2000 |  | 2023-08-01 | 2958465 |  |  | 001 | 001 |  |  | 2024-05-16 | ACCPMSUP05 | 2024-05-16 | ACCPMSUP05 | Process Building-Colorant Plant | INST
R | VJ-COL-AOD-107 |  | AODD Pump 107; Size: 1.5"; SS316L | PUMP | PRP | MEC | MEC |  | 2010011390 | JSWPL-VJN-COL | 2001 | A | 2001 | 2000 |  | 2023-08-01 | 2958465 |  |  | 001 | 001 |  |  | 2024-05-16 | ACCPMSUP05 | 2024-05-16 | ACCPMSUP05 | Process Building-Colorant Plant | INST
R | VJ-COL-AOD-108 |  | AODD Pump 108; Size: 1.5"; SS316L | PUMP | PRP | MEC | MEC |  | 2010011390 | JSWPL-VJN-COL | 2001 | A | 2001 | 2000 |  | 2023-08-01 | 2958465 |  |  | 001 | 001 |  |  | 2024-05-16 | ACCPMSUP05 | 2024-05-16 | ACCPMSUP05 | Process Building-Colorant Plant | INST
R | VJ-COL-AOD-109 |  | AODD Pump 109; Size: 1.5"; SS316L | PUMP | PRP | MEC | MEC |  | 2010011390 | JSWPL-VJN-COL | 2001 | A | 2001 | 2000 |  | 2023-08-01 | 2958465 |  |  | 001 | 001 |  |  | 2024-05-16 | ACCPMSUP05 | 2024-05-16 | ACCPMSUP05 | Process Building-Colorant Plant | INST
R | VJ-COL-AOD-110 |  | AODD Pump 110; Size: 1.5"; SS316L | PUMP | PRP | MEC | MEC |  | 2010011390 | JSWPL-VJN-COL | 2001 | A | 2001 | 2000 |  | 2023-08-01 | 2958465 |  |  | 001 | 001 |  |  | 2024-05-16 | ACCPMSUP05 | 2024-05-16 | ACCPMSUP05 | Process Building-Colorant Plant | INST
R | VJ-COL-AOD-111 |  | AODD Pump 111; Size: 1.5"; SS316L | PUMP | PRP | MEC | MEC |  | 2010011390 | JSWPL-VJN-COL | 2001 | A | 2001 | 2000 |  | 2023-08-01 | 2958465 |  |  | 001 | 001 |  |  | 2024-05-16 | ACCPMSUP05 | 2024-05-16 | ACCPMSUP05 | Process Building-Colorant Plant | INST
R | VJ-COL-AOD-113 |  | AODD Pump 113; Size: 1.5"; SS316L | PUMP | PRP | MEC | MEC |  | 2010011390 | JSWPL-VJN-COL | 2001 | A | 2001 | 2000 |  | 2023-08-01 | 2958465 |  |  | 001 | 001 |  |  | 2024-05-16 | ACCPMSUP05 | 2024-05-16 | ACCPMSUP05 | Process Building-Colorant Plant | INST
R | VJ-COL-BF-101 |  | Bag Filter 101, 0.48 Sq Mtr, Cap:2KL/Hr | FILTER | PRP | MEC | MEC |  | 2010011390 | JSWPL-VJN-COL | 2001 | A | 2001 | 2000 |  | 2023-08-01 | 2958465 |  |  | 001 | 001 |  |  | 2024-05-16 | ACCPMSUP05 | 2024-05-16 | ACCPMSUP05 | Process Building-Colorant Plant | INST
R | VJ-COL-BF-102 |  | Bag Filter 102, 0.48 Sq Mtr, Cap:2KL/Hr | FILTER | PRP | MEC | MEC |  | 2010011390 | JSWPL-VJN-COL | 2001 | A | 2001 | 2000 |  | 2023-08-01 | 2958465 |  |  | 001 | 001 |  |  | 2024-05-16 | ACCPMSUP05 | 2024-05-16 | ACCPMSUP05 | Process Building-Colorant Plant | INST
R | VJ-COL-BF-103 |  | Bag Filter 103, 0.48 Sq Mtr, Cap:2KL/Hr | FILTER | PRP | MEC | MEC |  | 2010011390 | JSWPL-VJN-COL | 2001 | A | 2001 | 2000 |  | 2023-08-01 | 2958465 |  |  | 001 | 001 |  |  | 2024-05-16 | ACCPMSUP05 | 2024-05-16 | ACCPMSUP05 | Process Building-Colorant Plant | INST
R | VJ-COL-BF-104 |  | Bag Filter 104, 0.48 Sq Mtr, Cap:2KL/Hr | FILTER | PRP | MEC | MEC |  | 2010011390 | JSWPL-VJN-COL | 2001 | A | 2001 | 2000 |  | 2023-08-01 | 2958465 |  |  | 001 | 001 |  |  | 2024-05-16 | ACCPMSUP05 | 2024-05-16 | ACCPMSUP05 | Process Building-Colorant Plant | INST
R | VJ-COL-BT-101 |  | Batching Tank 101 , 450 Ltr, MOC: SS304 | VESSEL | PRP | MEC | MEC |  | 2010011390 | JSWPL-VJN-COL | 2001 | A | 2001 | 2000 |  | 2023-08-01 | 2958465 |  |  | 001 | 001 |  |  | 2024-05-16 | ACCPMSUP05 | 2024-05-16 | ACCPMSUP05 | Process Building-Colorant Plant | INST
R | VJ-COL-BT-102 |  | Batching Tank 102, 450 Ltr, MOC: SS304 | VESSEL | PRP | MEC | MEC |  | 2010011390 | JSWPL-VJN-COL | 2001 | A | 2001 | 2000 |  | 2023-08-01 | 2958465 |  |  | 001 | 001 |  |  | 2024-05-16 | ACCPMSUP05 | 2024-05-16 | ACCPMSUP05 | Process Building-Colorant Plant | INST
R | VJ-COL-BT-104 |  | Batching Tank 104, 450 Ltr, MOC: SS304 | VESSEL | PRP | MEC | MEC |  | 2010011390 | JSWPL-VJN-COL | 2001 | A | 2001 | 2000 |  | 2023-08-01 | 2958465 |  |  | 001 | 001 |  |  | 2024-05-16 | ACCPMSUP05 | 2024-05-16 | ACCPMSUP05 | Process Building-Colorant Plant | INST
R | VJ-COL-BT-105 |  | Batching Tank 105, 450 Ltr, MOC: SS304 | VESSEL | PRP | MEC | MEC |  | 2010011390 | JSWPL-VJN-COL | 2001 | A | 2001 | 2000 |  | 2023-08-01 | 2958465 |  |  | 001 | 001 |  |  | 2024-05-16 | ACCPMSUP05 | 2024-05-16 | ACCPMSUP05 | Process Building-Colorant Plant | INST
R | VJ-COL-CHP-101 |  | Chilling Plant 22.5TR Air Cooled | CHILLER | PRP | MEC | MEC |  | 2010011390 | JSWPL-VJN-COL | 2001 | A | 2001 | 2000 |  | 2023-08-01 | 2958465 |  |  | 001 | 001 |  |  | 2024-05-16 | ACCPMSUP05 | 2024-05-16 | ACCPMSUP05 | Process Building-Colorant Plant | INST
R | VJ-COL-CHP-102 |  | Chilling Plant 13.5TR Air Cooled | CHILLER | PRP | MEC | MEC |  | 2010011380 | JSWPL-VJN-WSP | 2001 | A | 2001 | 2000 |  | 2023-08-01 | 2958465 |  |  | 001 | 001 |  |  | 2024-05-16 | ACCPMSUP05 | 2024-05-16 | ACCPMSUP05 | WORKSHOP | INST
R | VJ-COL-HSD-101 |  | HSD-101; Cap : 2 KL, SS304, Colorant | AGITATOR | PRP | MEC | MEC |  | 2010011390 | JSWPL-VJN-COL | 2001 | A | 2001 | 2000 |  | 2023-08-01 | 2958465 |  |  | 001 | 001 |  |  | 2024-05-16 | ACCPMSUP05 | 2024-05-16 | ACCPMSUP05 | Process Building-Colorant Plant | INST
R | VJ-COL-HSD-101V1 |  | HSD Vessel 101V1;Cap:2KL,SS304,Colorant | VESSEL | PRP | MEC | MEC |  | 2010011390 | JSWPL-VJN-COL | 2001 | A | 2001 | 2000 |  | 2023-08-01 | 2958465 |  |  | 001 | 001 |  |  | 2024-05-16 | ACCPMSUP05 | 2024-05-16 | ACCPMSUP05 | Process Building-Colorant Plant | INST
R | VJ-COL-HSD-101V2 |  | HSD Vessel 101V2;Cap:2KL,SS304,Colorant | VESSEL | PRP | MEC | MEC |  | 2010011390 | JSWPL-VJN-COL | 2001 | A | 2001 | 2000 |  | 2023-08-01 | 2958465 |  |  | 001 | 001 |  |  | 2024-05-16 | ACCPMSUP05 | 2024-05-16 | ACCPMSUP05 | Process Building-Colorant Plant | INST
R | VJ-COL-HSD-102 |  | HSD-102; Cap : 2 KL, SS304, Colorant | AGITATOR | PRP | MEC | MEC |  | 2010011390 | JSWPL-VJN-COL | 2001 | A | 2001 | 2000 |  | 2023-08-01 | 2958465 |  |  | 001 | 001 |  |  | 2024-05-16 | ACCPMSUP05 | 2024-05-16 | ACCPMSUP05 | Process Building-Colorant Plant | INST
R | VJ-COL-HSD-102V1 |  | HSD Vessel 102V1;Cap:2KL,SS304,Colorant | VESSEL | PRP | MEC | MEC |  | 2010011390 | JSWPL-VJN-COL | 2001 | A | 2001 | 2000 |  | 2023-08-01 | 2958465 |  |  | 001 | 001 |  |  | 2024-05-16 | ACCPMSUP05 | 2024-05-16 | ACCPMSUP05 | Process Building-Colorant Plant | INST
R | VJ-COL-HSD-102V2 |  | HSD Vessel 102V2;Cap:2KL,SS304,Colorant | VESSEL | PRP | MEC | MEC |  | 2010011390 | JSWPL-VJN-COL | 2001 | A | 2001 | 2000 |  | 2023-08-01 | 2958465 |  |  | 001 | 001 |  |  | 2024-05-16 | ACCPMSUP05 | 2024-05-16 | ACCPMSUP05 | Process Building-Colorant Plant | INST
R | VJ-COL-HSD-103 |  | HSD-103; Cap:25Ltr, SS304, Colorant Pilo | MIXER | PRP | MEC | MEC |  | 2010011380 | JSWPL-VJN-PLT | 2001 | A | 2001 | 2000 |  | 2023-08-01 | 2958465 |  |  | 001 | 001 |  |  | 2024-05-16 | ACCPMSUP05 | 2024-05-16 | ACCPMSUP05 | Process Building-Pilot Plant | INST
R | VJ-COL-HSD-104 |  | HSD-104; Cap: 1.5 KL, SS304 | AGITATOR | PRP | MEC | MEC |  | 2010011010 | JSWPL-VJN-WSP | 2001 | A | 2001 | 2000 |  | 2022-09-01 | 2958465 |  |  | 001 | 001 |  |  | 2024-05-16 | ACCPMSUP05 | 2024-05-16 | ACCPMSUP05 | WORKSHOP | INST
R | VJ-COL-HSD-104V1 |  | HSD Vessel 104V1; Cap: 1.5 KL, SS304 | VESSEL | PRP | MEC | MEC |  | 2010011010 | JSWPL-VJN-WSP | 2001 | A | 2001 | 2000 |  | 2022-09-01 | 2958465 |  |  | 001 | 001 |  |  | 2024-05-16 | ACCPMSUP05 | 2024-05-16 | ACCPMSUP05 | WORKSHOP | INST
R | VJ-COL-HSD-104V2 |  | HSD Vessel 104V2; Cap: 1.5 KL, SS304 | VESSEL | PRP | MEC | MEC |  | 2010011010 | JSWPL-VJN-WSP | 2001 | A | 2001 | 2000 |  | 2022-09-01 | 2958465 |  |  | 001 | 001 |  |  | 2024-05-16 | ACCPMSUP05 | 2024-05-16 | ACCPMSUP05 | WORKSHOP | INST
R | VJ-COL-MIX-101 |  | Mixer-101; Cap: 3 KL, SS304, Colorant | MIXER | PRP | MEC | MEC |  | 2010011390 | JSWPL-VJN-COL | 2001 | A | 2001 | 2000 |  | 2023-08-01 | 2958465 |  |  | 001 | 001 |  |  | 2024-05-16 | ACCPMSUP05 | 2024-05-16 | ACCPMSUP05 | Process Building-Colorant Plant | INST
R | VJ-COL-MIX-102 |  | Mixer-102; Cap: 3 KL, SS304, Colorant | MIXER | PRP | MEC | MEC |  | 2010011390 | JSWPL-VJN-COL | 2001 | A | 2001 | 2000 |  | 2023-08-01 | 2958465 |  |  | 001 | 001 |  |  | 2024-05-16 | ACCPMSUP05 | 2024-05-16 | ACCPMSUP05 | Process Building-Colorant Plant | INST
R | VJ-COL-MIX-103 |  | Mixer-103; Cap: 3 KL, SS304, Colorant | MIXER | PRP | MEC | MEC |  | 2010011390 | JSWPL-VJN-COL | 2001 | A | 2001 | 2000 |  | 2023-08-01 | 2958465 |  |  | 001 | 001 |  |  | 2024-05-16 | ACCPMSUP05 | 2024-05-16 | ACCPMSUP05 | Process Building-Colorant Plant | INST
R | VJ-COL-MIX-104 |  | Mixer-104; Cap: 3 KL, SS304, Colorant | MIXER | PRP | MEC | MEC |  | 2010011390 | JSWPL-VJN-COL | 2001 | A | 2001 | 2000 |  | 2023-08-01 | 2958465 |  |  | 001 | 001 |  |  | 2024-05-16 | ACCPMSUP05 | 2024-05-16 | ACCPMSUP05 | Process Building-Colorant Plant | INST
R | VJ-COL-MIX-105 |  | Mixer-105; Cap: 3 KL, SS304, Colorant | MIXER | PRP | MEC | MEC |  | 2010011390 | JSWPL-VJN-COL | 2001 | A | 2001 | 2000 |  | 2023-08-01 | 2958465 |  |  | 001 | 001 |  |  | 2024-05-16 | ACCPMSUP05 | 2024-05-16 | ACCPMSUP05 | Process Building-Colorant Plant | INST
R | VJ-COL-MIX-106 |  | Mixer-106; Cap: 3 KL, SS304, Colorant | MIXER | PRP | MEC | MEC |  | 2010011390 | JSWPL-VJN-COL | 2001 | A | 2001 | 2000 |  | 2023-08-01 | 2958465 |  |  | 001 | 001 |  |  | 2024-05-16 | ACCPMSUP05 | 2024-05-16 | ACCPMSUP05 | Process Building-Colorant Plant | INST
R | VJ-COL-MIX-107 |  | Mixer-107; Cap: 3 KL, SS304, Colorant | MIXER | PRP | MEC | MEC |  | 2010011390 | JSWPL-VJN-COL | 2001 | A | 2001 | 2000 |  | 2023-08-01 | 2958465 |  |  | 001 | 001 |  |  | 2024-05-16 | ACCPMSUP05 | 2024-05-16 | ACCPMSUP05 | Process Building-Colorant Plant | INST
R | VJ-COL-MIX-108 |  | Mixer-108; Cap: 3 KL, SS304, Colorant | MIXER | PRP | MEC | MEC |  | 2010011390 | JSWPL-VJN-COL | 2001 | A | 2001 | 2000 |  | 2023-08-01 | 2958465 |  |  | 001 | 001 |  |  | 2024-05-16 | ACCPMSUP05 | 2024-05-16 | ACCPMSUP05 | Process Building-Colorant Plant | INST
R | VJ-COL-MIX-109 |  | Mixer-109; Cap: 3 KL, SS304, Colorant | MIXER | PRP | MEC | MEC |  | 2010011390 | JSWPL-VJN-COL | 2001 | A | 2001 | 2000 |  | 2023-08-01 | 2958465 |  |  | 001 | 001 |  |  | 2024-05-16 | ACCPMSUP05 | 2024-05-16 | ACCPMSUP05 | Process Building-Colorant Plant | INST
R | VJ-COL-MIX-110 |  | Mixer-110; Cap: 3 KL, SS304, Colorant | MIXER | PRP | MEC | MEC |  | 2010011390 | JSWPL-VJN-COL | 2001 | A | 2001 | 2000 |  | 2023-08-01 | 2958465 |  |  | 001 | 001 |  |  | 2024-05-16 | ACCPMSUP05 | 2024-05-16 | ACCPMSUP05 | Process Building-Colorant Plant | INST
R | VJ-COL-MIX-111 |  | Mixer111;Cap:40Ltr,SS304, Colorant Pilot | MIXER | PRP | MEC | MEC |  | 2010011380 | JSWPL-VJN-PLT | 2001 | A | 2001 | 2000 |  | 2023-08-01 | 2958465 |  |  | 001 | 001 |  |  | 2024-05-16 | ACCPMSUP05 | 2024-05-16 | ACCPMSUP05 | Process Building-Pilot Plant | INST
R | VJ-COL-OHM-101 |  | OHM-101; Cap: 2 KL, SS304, Colorant | MIXER | PRP | MEC | MEC |  | 2010011390 | JSWPL-VJN-COL | 2001 | A | 2001 | 2000 |  | 2023-08-01 | 2958465 |  |  | 001 | 001 |  |  | 2024-05-16 | ACCPMSUP05 | 2024-05-16 | ACCPMSUP05 | Process Building-Colorant Plant | INST
R | VJ-COL-OHM-102 |  | OHM-102; Cap: 2 KL, SS304, Colorant | MIXER | PRP | MEC | MEC |  | 2010011390 | JSWPL-VJN-COL | 2001 | A | 2001 | 2000 |  | 2023-08-01 | 2958465 |  |  | 001 | 001 |  |  | 2024-05-16 | ACCPMSUP05 | 2024-05-16 | ACCPMSUP05 | Process Building-Colorant Plant | INST
R | VJ-COL-OHM-103 |  | OHM-103; Cap: 2 KL, SS304, Colorant | MIXER | PRP | MEC | MEC |  | 2010011390 | JSWPL-VJN-COL | 2001 | A | 2001 | 2000 |  | 2023-08-01 | 2958465 |  |  | 001 | 001 |  |  | 2024-05-16 | ACCPMSUP05 | 2024-05-16 | ACCPMSUP05 | Process Building-Colorant Plant | INST
R | VJ-COL-OHM-104 |  | OHM-104; Cap: 2 KL, SS304, Colorant | MIXER | PRP | MEC | MEC |  | 2010011390 | JSWPL-VJN-COL | 2001 | A | 2001 | 2000 |  | 2023-08-01 | 2958465 |  |  | 001 | 001 |  |  | 2024-05-16 | ACCPMSUP05 | 2024-05-16 | ACCPMSUP05 | Process Building-Colorant Plant | INST
R | VJ-COL-OHM-105 |  | OHM-105; Cap: 2 KL, SS304, Colorant | MIXER | PRP | MEC | MEC |  | 2010011390 | JSWPL-VJN-COL | 2001 | A | 2001 | 2000 |  | 2023-08-01 | 2958465 |  |  | 001 | 001 |  |  | 2024-05-16 | ACCPMSUP05 | 2024-05-16 | ACCPMSUP05 | Process Building-Colorant Plant | INST
R | VJ-COL-OHM-106 |  | OHM-106; Cap: 2 KL, SS304, Colorant | MIXER | PRP | MEC | MEC |  | 2010011390 | JSWPL-VJN-COL | 2001 | A | 2001 | 2000 |  | 2023-08-01 | 2958465 |  |  | 001 | 001 |  |  | 2024-05-16 | ACCPMSUP05 | 2024-05-16 | ACCPMSUP05 | Process Building-Colorant Plant | INST
R | VJ-COL-OHM-107 |  | OHM107;Cap:25Ltr, SS304, Colorant Pilot | MIXER | PRP | MEC | MEC |  | 2010011380 | JSWPL-VJN-PLT | 2001 | A | 2001 | 2000 |  | 2023-08-01 | 2958465 |  |  | 001 | 001 |  |  | 2024-05-16 | ACCPMSUP05 | 2024-05-16 | ACCPMSUP05 | Process Building-Pilot Plant | INST
R | VJ-COL-P-CHP101-A |  | Pump20m3/hr, 31.6 m Head Groundfos | PUMP | PRP | MEC | MEC |  | 2010011390 | JSWPL-VJN-COL | 2001 | A | 2001 | 2000 |  | 2023-08-01 | 2958465 |  |  | 001 | 001 |  |  | 2024-05-16 | ACCPMSUP05 | 2024-05-16 | ACCPMSUP05 | Process Building-Colorant Plant | INST
R | VJ-COL-P-CHP101-B |  | Pump40m3/hr, 35 m Head Groundfos | PUMP | PRP | MEC | MEC |  | 2010011390 | JSWPL-VJN-COL | 2001 | A | 2001 | 2000 |  | 2023-08-01 | 2958465 |  |  | 001 | 001 |  |  | 2024-05-16 | ACCPMSUP05 | 2024-05-16 | ACCPMSUP05 | Process Building-Colorant Plant | INST
R | VJ-COL-PDM-101 |  | Dynomill101 PDM 30, 6-7LPM upto 3000CP | MILL | PRP | MEC | MEC |  | 2010011390 | JSWPL-VJN-COL | 2001 | A | 2001 | 2000 |  | 2023-08-01 | 2958465 |  |  | 001 | 001 |  |  | 2024-05-16 | ACCPMSUP05 | 2024-05-16 | ACCPMSUP05 | Process Building-Colorant Plant | INST
R | VJ-COL-PDM-102 |  | Dynomill102 PDM 30, 6-7LPM upto 3000CP | MILL | PRP | MEC | MEC |  | 2010011390 | JSWPL-VJN-COL | 2001 | A | 2001 | 2000 |  | 2023-08-01 | 2958465 |  |  | 001 | 001 |  |  | 2024-05-16 | ACCPMSUP05 | 2024-05-16 | ACCPMSUP05 | Process Building-Colorant Plant | INST
R | VJ-COL-PDM-103 |  | Dynomill 103 PDM 0.6, Colorant Pilot | MILL | PRP | MEC | MEC |  | 2010011380 | JSWPL-VJN-PLT | 2001 | A | 2001 | 2000 |  | 2023-08-01 | 2958465 |  |  | 001 | 001 |  |  | 2024-05-16 | ACCPMSUP05 | 2024-05-16 | ACCPMSUP05 | Process Building-Pilot Plant | INST
R | VJ-COL-RFM-108 |  | Manual Filling machine RFM-108;1L & 4L | PACKER | PRP | MEC | MEC |  | 2010011390 | JSWPL-VJN-COL | 2001 | A | 2001 | 2000 |  | 2023-08-01 | 2958465 |  |  | 001 | 001 |  |  | 2024-05-16 | ACCPMSUP05 | 2024-05-16 | ACCPMSUP05 | Process Building-Colorant Plant | INST
R | VJ-COL-RFM-109 |  | Manual Filling machine RFM-109;1L & 4L | PACKER | PRP | MEC | MEC |  | 2010011390 | JSWPL-VJN-COL | 2001 | A | 2001 | 2000 |  | 2023-08-01 | 2958465 |  |  | 001 | 001 |  |  | 2024-05-16 | ACCPMSUP05 | 2024-05-16 | ACCPMSUP05 | Process Building-Colorant Plant | INST
R | VJ-COL-RFM-110 |  | Filling machine RFM-110;50ML to 200ML | PACKER | PRP | MEC | MEC |  | 2010011390 | JSWPL-VJN-COL | 2001 | A | 2001 | 2000 |  | 2023-11-01 | 2958465 |  |  | 001 | 001 |  |  | 2024-05-16 | ACCPMSUP05 | 2024-05-16 | ACCPMSUP05 | Process Building-Colorant Plant | INST
R | VJ-CT-101A |  | COOLING TOWER | COOLNGTWR | PRP | MEC | MEC |  | 2010011220 | JSWPL-VJN-UTL-CTR | 2001 | B | 2001 | 2000 |  | 2019-04-01 | 2958465 |  |  | 001 | 001 |  |  | 2019-07-31 | 06090583 | 2019-07-31 | 06090583 | Cooling Tower | INST
R | VJ-CT-101B |  | COOLING TOWER | COOLNGTWR | PRP | MEC | MEC |  | 2010011220 | JSWPL-VJN-UTL-CTR | 2001 | B | 2001 | 2000 |  | 2019-04-01 | 2958465 |  |  | 001 | 001 |  |  | 2019-07-31 | 06090583 | 2019-07-31 | 06090583 | Cooling Tower | INST
R | VJ-CV-101 |  | PM-CONVEYOR | CONVEYOR | PRP | MEC | MEC |  | 2010011060 | JSWPL-VJN-PMH | 2001 | B | 2001 | 2000 |  | 2019-04-01 | 2958465 |  |  | 001 | 001 |  |  | 2019-07-31 | 06090583 | 2019-07-31 | 06090583 | Packing Material Handling | INST
W | VJ-CV-102 |  | HIGHWAY CONVEYOR | CONVEYOR | PRP | INS | INS |  | 2010011190 | JSWPL-VJN-FGH-ROB | 2001 | B | 2001 | 2000 |  | 2019-04-01 | 2958465 |  |  | 001 | 001 |  |  | 2019-07-31 | 06090583 | 2019-07-31 | 06090583 | Robots & Highway conveyor | INST
W | VJ-CV-103 |  | HIGHWAY CONVEYOR - BULK | CONVEYOR | PRP | INS | INS |  | 2010011190 | JSWPL-VJN-FGH-ROB | 2001 | B | 2001 | 2000 |  | 2024-12-10 | 2958465 |  |  | 001 | 001 |  |  | 2025-01-21 | ACCPMSUP05 | 2025-01-21 | ACCPMSUP05 | Robots & Highway conveyor | INST
W | VJ-CV-104 |  | BUFFER CONVEYOR | CONVEYOR | PRP | INS | INS |  | 2010011190 | JSWPL-VJN-FGH-ROB | 2001 | B | 2001 | 2000 |  | 2024-12-10 | 2958465 |  |  | 001 | 001 |  |  | 2025-01-21 | ACCPMSUP05 | 2025-01-21 | ACCPMSUP05 | Robots & Highway conveyor | INST
R | VJ-CV-ZONE1 |  | CONVEYORS ZONE-1 | CONVEYOR | PRP | MEC | MEC |  | 2010011200 | JSWPL-VJN-FGH-ASR | 2001 | B | 2001 | 2000 |  | 2020-07-16 | 2958465 |  |  | 001 | 001 |  |  | 2020-07-16 | 06090583 | 2020-07-16 | 06090583 | ASRS | INST
R | VJ-CV-ZONE2 |  | CONVEYORS ZONE-2 | CONVEYOR | PRP | MEC | MEC |  | 2010011200 | JSWPL-VJN-FGH-ASR | 2001 | B | 2001 | 2000 |  | 2020-07-16 | 2958465 |  |  | 001 | 001 |  |  | 2020-07-16 | 06090583 | 2020-07-16 | 06090583 | ASRS | INST
R | VJ-CV-ZONE3 |  | CONVEYORS ZONE-3 | CONVEYOR | PRP | MEC | MEC |  | 2010011200 | JSWPL-VJN-FGH-ASR | 2001 | B | 2001 | 2000 |  | 2020-07-16 | 2958465 |  |  | 001 | 001 |  |  | 2020-07-16 | 06090583 | 2020-07-16 | 06090583 | ASRS | INST
N | VJ-DB-ASRS |  | ASRS PACKAGE PANEL | PANEL | PRP | ELE | ELE |  | 2010011300 | JSWPL-VJN-UTL-PDS | 2001 | A | 2001 | 2000 |  | 2019-04-01 | 2958465 |  |  | 001 | 001 |  |  | 2019-07-31 | 06090583 | 2019-07-31 | 06090583 | Power Distribution System | INST
N | VJ-DB-FPS |  | FILLING MACHINE AND PACKING SYSTEM MCC | PANEL | PRP | ELE | ELE |  | 2010011300 | JSWPL-VJN-UTL-PDS | 2001 | A | 2001 | 2000 |  | 2019-04-01 | 2958465 |  |  | 001 | 001 |  |  | 2019-07-31 | 06090583 | 2019-07-31 | 06090583 | Power Distribution System | INST
N | VJ-DB-ROBOT |  | ROBOTICS PACKAGE PANEL | PANEL | PRP | ELE | ELE |  | 2010011300 | JSWPL-VJN-UTL-PDS | 2001 | A | 2001 | 2000 |  | 2019-04-01 | 2958465 |  |  | 001 | 001 |  |  | 2019-07-31 | 06090583 | 2019-07-31 | 06090583 | Power Distribution System | INST
N | VJ-DB-UPS-1 |  | MAIN UPS DB | PANEL | PRP | ELE | ELE |  | 2010011300 | JSWPL-VJN-UTL-PDS | 2001 | A | 2001 | 2000 |  | 2019-04-01 | 2958465 |  |  | 001 | 001 |  |  | 2019-07-31 | 06090583 | 2019-07-31 | 06090583 | Power Distribution System | INST
N | VJ-DB-UPS-2 |  | UPSDB-1 IN MCC ROOM | PANEL | PRP | ELE | ELE |  | 2010011300 | JSWPL-VJN-UTL-PDS | 2001 | A | 2001 | 2000 |  | 2019-04-01 | 2958465 |  |  | 001 | 001 |  |  | 2019-07-31 | 06090583 | 2019-07-31 | 06090583 | Power Distribution System | INST
N | VJ-DB-WS |  | DB FOR WORKSHOP | PANEL | UTY | ELE | ELE |  | 2010011300 | JSWPL-VJN-UTL-PDS | 2001 | A | 2001 | 2000 |  | 2019-04-01 | 2958465 |  |  | 001 | 001 |  |  | 2019-07-31 | 06090583 | 2019-07-31 | 06090583 | Power Distribution System | INST
R | VJ-DC-101 |  | DUST COLLECTOR | DUST_CLCTR | PRP | MEC | MEC |  | 2010011170 | JSWPL-VJN-PRC-DIS | 2001 | B | 2001 | 2000 |  | 2019-04-01 | 2958465 |  |  | 001 | 001 |  |  | 2019-07-31 | 06090583 | 2019-07-31 | 06090583 | Dispersion section | INST
R | VJ-DC-L8-106 |  | Decanter | PUMP | PRP | MEC | MEC |  | 2010014010 | JSWPL-VJN-UTL-ETP | 2001 | A | 2001 | 2000 |  | 2022-11-18 | 2958465 |  |  | 001 | 001 |  |  | 2022-11-19 | 06090257 | 2022-11-19 | 06090257 | ETP | INST
W | VJ-DCS-AUT-NWPNL |  | NETWORK PANEL AUTOMATION ROOM | NETWRK SYS | UTY | INS | INS |  | 2010011360 | JSWPL-VJN-UTL | 2001 | C | 2001 | 2000 |  | 2019-08-01 | 2958465 |  |  | 001 | 001 |  |  | 2023-03-20 | ACCPMSUP02 | 2023-03-20 | ACCPMSUP02 | Utility section | INST
W | VJ-DCS-PANEL |  | DCS CONTROLLER PANEL-AUTOMATION ROOM | DCSPANEL | PRP | INS | INS |  | 2010011370 | JSWPL-VJN-PRC | 2001 | A | 2001 | 2000 |  | 2019-08-01 | 2958465 |  |  | 001 | 001 |  |  | 2023-03-20 | ACCPMSUP02 | 2023-03-20 | ACCPMSUP02 | Processing Block | INST
W | VJ-DCS-RMG-NWRCK |  | NETWORK RACK RMG | NETWRK SYS | UTY | INS | INS |  | 2010011360 | JSWPL-VJN-UTL | 2001 | C | 2001 | 2000 |  | 2019-08-01 | 2958465 |  |  | 001 | 001 |  |  | 2023-03-20 | ACCPMSUP02 | 2023-03-20 | ACCPMSUP02 | Utility section | INST
W | VJ-DCS-SERRCK |  | DCS SERVER RACK-AUTOMATION ROOM | SERVER | PRP | INS | INS |  | 2010011370 | JSWPL-VJN-PRC | 2001 | A | 2001 | 2000 |  | 2019-06-01 | 2958465 |  |  | 001 | 001 |  |  | 2020-06-17 | 06090583 | 2020-06-17 | 06090583 | Processing Block | INST
W | VJ-DCS-VFD-NWRCK |  | NETWORK RACK VFD ROOM | NETWRK SYS | UTY | INS | INS |  | 2010011360 | JSWPL-VJN-UTL | 2001 | C | 2001 | 2000 |  | 2019-08-01 | 2958465 |  |  | 001 | 001 |  |  | 2023-03-20 | ACCPMSUP02 | 2023-03-20 | ACCPMSUP02 | Utility section | INST
W | VJ-DCSPANEL |  | DCS CONTROLLER PANEL-AUTOMATION ROOM | DCSPANEL | PRP | INS | INS |  | 2010011370 | JSWPL-VJN-PRC | 2001 | A | 2001 | 2000 |  | 2019-06-01 | 2958465 |  |  | 001 | 001 |  |  | 2020-06-17 | 06090583 | 2020-06-17 | 06090583 | Processing Block | DLFL INST
N | VJ-DG |  | DIESEL GENERATOR (500KVA) | DIESEL GEN | UTY | ELE | ELE |  | 2010011300 | JSWPL-VJN | 2001 | A | 2001 | 2000 |  | 2019-04-01 | 2958465 |  |  | 001 | 001 |  |  | 2019-07-31 | 06090583 | 2019-07-31 | 06090583 | JSW Paints - Vijayanagar | INST
R | VJ-DLCT-ETP |  | Drum lifter cum tilter | DRUM | PRP | MEC | MEC |  | 2010014010 | JSWPL-VJN-UTL-ETP | 2001 | A | 2001 | 2000 |  | 2022-11-18 | 2958465 |  |  | 001 | 001 |  |  | 2022-11-19 | 06090257 | 2022-11-19 | 06090257 | ETP | INST
R | VJ-DM-101 |  | Dyno Mill 15 Ltr | AGITATOR | PRP | MEC | MEC |  | 2010014010 | JSWPL-VJN-WSP | 2001 | A | 2001 | 2000 |  | 2022-04-01 | 2958465 |  |  | 001 | 001 |  |  | 2022-09-05 | 06090257 | 2022-09-05 | 06090257 | WORKSHOP | INST
N | VJ-DO-AX-01 |  | AX5000005631,Domino AX-350 series printe | PRINTER | PRP | INS | INS |  | 2010011040 | JSWPL-VJN-PKG | 2001 | A | 2001 | 2000 |  | 2024-10-01 | 2958465 |  |  | 001 | 001 |  |  | 2024-10-17 | ACCPMSUP05 | 2024-10-17 | ACCPMSUP05 | Packing Section | INST
N | VJ-DO-AX-02 |  | AX5000005632,Domino AX-350 series printe | PRINTER | PRP | INS | INS |  | 2010011040 | JSWPL-VJN-PKG | 2001 | A | 2001 | 2000 |  | 2024-10-01 | 2958465 |  |  | 001 | 001 |  |  | 2024-10-17 | ACCPMSUP05 | 2024-10-17 | ACCPMSUP05 | Packing Section | INST
N | VJ-DO-AX-03 |  | AX5000004033Domino AX-350 series printer | PRINTER | PRP | INS | INS |  | 2010011040 | JSWPL-VJN-PKG | 2001 | A | 2001 | 2000 |  | 2024-10-01 | 2958465 |  |  | 001 | 001 |  |  | 2024-10-17 | ACCPMSUP05 | 2024-10-17 | ACCPMSUP05 | Packing Section | INST
N | VJ-DO-AX-04 |  | AX5000009930,Domino AX-350 series printe | PRINTER | PRP | INS | INS |  | 2010011040 | JSWPL-VJN-PKG | 2001 | A | 2001 | 2000 |  | 2024-10-01 | 2958465 |  |  | 001 | 001 |  |  | 2024-10-17 | ACCPMSUP05 | 2024-10-17 | ACCPMSUP05 | Packing Section | INST
R | VJ-DOFL-01 |  | DIESEL OPERATED FORK LIFT |  | ETP | MEC | MEC |  | 2010011150 | JSWPL-VJN-MHE | 2001 | B | 2001 | 2000 |  | 2019-04-01 | 2958465 |  |  | 001 | 001 |  |  | 2019-07-31 | 06090583 | 2019-07-31 | 06090583 | Material Handling Equipment | INST
R | VJ-DP-B9-109 |  | ETP ACID DOSING Pump | PUMP | PRP | MEC | MEC |  | 2010014010 | JSWPL-VJN-UTL-ETP | 2001 | A | 2001 | 2000 |  | 2022-11-18 | 2958465 |  |  | 001 | 001 |  |  | 2022-11-19 | 06090257 | 2022-11-19 | 06090257 | ETP | INST
R | VJ-DP-B9-111 |  | ETP ALKALI DOSING Pump | PUMP | PRP | MEC | MEC |  | 2010014010 | JSWPL-VJN-UTL-ETP | 2001 | A | 2001 | 2000 |  | 2022-11-18 | 2958465 |  |  | 001 | 001 |  |  | 2022-11-19 | 06090257 | 2022-11-19 | 06090257 | ETP | INST
R | VJ-DP-B9-112 |  | ETP Alkali Dosing tank Agitator | AGITATOR | PRP | MEC | MEC |  | 2010014010 | JSWPL-VJN-UTL-ETP | 2001 | A | 2001 | 2000 |  | 2022-11-18 | 2958465 |  |  | 001 | 001 |  |  | 2022-11-19 | 06090257 | 2022-11-19 | 06090257 | ETP | INST
R | VJ-DP-C7-104 |  | Coagulant Dosing Pump | PUMP | PRP | MEC | MEC |  | 2010014010 | JSWPL-VJN-UTL-ETP | 2001 | A | 2001 | 2000 |  | 2022-11-18 | 2958465 |  |  | 001 | 001 |  |  | 2022-11-19 | 06090257 | 2022-11-19 | 06090257 | ETP | INST
R | VJ-DP-C7-109 |  | Polymer Dosing Pump | PUMP | PRP | MEC | MEC |  | 2010014010 | JSWPL-VJN-UTL-ETP | 2001 | A | 2001 | 2000 |  | 2022-11-18 | 2958465 |  |  | 001 | 001 |  |  | 2022-11-19 | 06090257 | 2022-11-19 | 06090257 | ETP | INST
R | VJ-DP-H1-101A |  | Hypo Dosing Pump | PUMP | PRP | MEC | MEC |  | 2010014010 | JSWPL-VJN-UTL-ETP | 2001 | A | 2001 | 2000 |  | 2023-04-01 | 2958465 |  |  | 001 | 001 |  |  | 2023-04-04 | ACCPMSUP05 | 2023-04-04 | ACCPMSUP05 | ETP | INST
R | VJ-DP-H1-101B |  | Citric Dosing Pump | PUMP | PRP | MEC | MEC |  | 2010014010 | JSWPL-VJN-UTL-ETP | 2001 | A | 2001 | 2000 |  | 2023-04-01 | 2958465 |  |  | 001 | 001 |  |  | 2023-04-04 | ACCPMSUP05 | 2023-04-04 | ACCPMSUP05 | ETP | INST
R | VJ-DP-J2-104 |  | RO SMBS Dosing Pump | PUMP | PRP | MEC | MEC |  | 2010014010 | JSWPL-VJN-UTL-ETP | 2001 | A | 2001 | 2000 |  | 2023-04-01 | 2958465 |  |  | 001 | 001 |  |  | 2023-04-04 | ACCPMSUP05 | 2023-04-04 | ACCPMSUP05 | ETP | INST
R | VJ-DP-J2-106 |  | RO Anti-scalant Dosing Pump | PUMP | PRP | MEC | MEC |  | 2010014010 | JSWPL-VJN-UTL-ETP | 2001 | A | 2001 | 2000 |  | 2023-04-01 | 2958465 |  |  | 001 | 001 |  |  | 2023-04-04 | ACCPMSUP05 | 2023-04-04 | ACCPMSUP05 | ETP | INST
R | VJ-DP-J2-108 |  | RO Acid Dosing Pump | PUMP | PRP | MEC | MEC |  | 2010014010 | JSWPL-VJN-UTL-ETP | 2001 | A | 2001 | 2000 |  | 2023-04-01 | 2958465 |  |  | 001 | 001 |  |  | 2023-04-05 | ACCPMSUP05 | 2023-04-05 | ACCPMSUP05 | ETP | INST
R | VJ-DP-L8-104 |  | Decanter Polymer Dosing Pump | PUMP | PRP | MEC | MEC |  | 2010014010 | JSWPL-VJN-UTL-ETP | 2001 | A | 2001 | 2000 |  | 2022-11-18 | 2958465 |  |  | 001 | 001 |  |  | 2022-11-19 | 06090257 | 2022-11-19 | 06090257 | ETP | INST
R | VJ-DP-L8-105 |  | Decantor Dosing tank Agitator | AGITATOR | PRP | MEC | MEC |  | 2010014010 | JSWPL-VJN-UTL-ETP | 2001 | A | 2001 | 2000 |  | 2022-11-18 | 2958465 |  |  | 001 | 001 |  |  | 2022-11-19 | 06090257 | 2022-11-19 | 06090257 | ETP | INST
W | VJ-DPT-4501 |  | DIFFERENTIAL PRESSURE TRANMITTER WTP | PT | UTY | INS | INS |  | 2010011360 | JSWPL-VJN-UTL | 2001 | C | 2001 | 2000 |  | 2019-08-01 | 2958465 |  |  | 001 | 001 |  |  | 2023-03-20 | ACCPMSUP02 | 2023-03-20 | ACCPMSUP02 | Utility section | INST
W | VJ-DPT-4502 |  | DIFFERENTIAL PRESSURE TRANMITTER WTP | PT | UTY | INS | INS |  | 2010011360 | JSWPL-VJN-UTL | 2001 | C | 2001 | 2000 |  | 2019-08-01 | 2958465 |  |  | 001 | 001 |  |  | 2023-03-20 | ACCPMSUP02 | 2023-03-20 | ACCPMSUP02 | Utility section | INST
W | VJ-DPT-4503 |  | DIFFERENTIAL PRESSURE TRANMITTER WTP | PT | UTY | INS | INS |  | 2010011360 | JSWPL-VJN-UTL | 2001 | C | 2001 | 2000 |  | 2019-08-01 | 2958465 |  |  | 001 | 001 |  |  | 2023-03-20 | ACCPMSUP02 | 2023-03-20 | ACCPMSUP02 | Utility section | INST
R | VJ-ED-101 |  | EDUCTOR FOR MANUAL CHARGING IN BLENDER | MIXER | PRP | MEC | MEC |  | 2010011180 | JSWPL-VJN-PRC-BLE | 2001 | B | 2001 | 2000 |  | 2019-04-01 | 2958465 |  |  | 001 | 001 |  |  | 2019-07-31 | 06090583 | 2019-07-31 | 06090583 | Blender Section | INST
R | VJ-EOT-BDS01-A |  | EOT CRANES | HOIST | RSI | MEC | MEC |  | 2010011060 | JSWPL-VJN-RMH-RMG-BD1 | 2001 | B | 2001 | 2000 |  | 2019-04-01 | 2958465 |  |  | 001 | 001 |  |  | 2019-07-31 | 06090583 | 2019-07-31 | 06090583 | Bag Dumping Station 01 | INST
R | VJ-EOT-BDS01-B |  | EOT CRANES | HOIST | RSI | MEC | MEC |  | 2010011060 | JSWPL-VJN-RMH-RMG-BD1 | 2001 | B | 2001 | 2000 |  | 2019-04-01 | 2958465 |  |  | 001 | 001 |  |  | 2019-07-31 | 06090583 | 2019-07-31 | 06090583 | Bag Dumping Station 01 | INST
R | VJ-EOT-BDS02-A |  | EOT CRANES | HOIST | RSI | MEC | MEC |  | 2010011060 | JSWPL-VJN-RMH-RMG-BD2 | 2001 | B | 2001 | 2000 |  | 2019-04-01 | 2958465 |  |  | 001 | 001 |  |  | 2019-07-31 | 06090583 | 2019-07-31 | 06090583 | Bag Dumping Station 02 | INST
R | VJ-EOT-BDS02-B |  | EOT CRANES | HOIST | RSI | MEC | MEC |  | 2010011060 | JSWPL-VJN-RMH-RMG-BD2 | 2001 | B | 2001 | 2000 |  | 2019-04-01 | 2958465 |  |  | 001 | 001 |  |  | 2019-07-31 | 06090583 | 2019-07-31 | 06090583 | Bag Dumping Station 02 | INST
R | VJ-EOT-BDS03-A |  | EOT CRANES | HOIST | RSI | MEC | MEC |  | 2010011060 | JSWPL-VJN-RMH-RMG-BD3 | 2001 | B | 2001 | 2000 |  | 2019-04-01 | 2958465 |  |  | 001 | 001 |  |  | 2019-07-31 | 06090583 | 2019-07-31 | 06090583 | Bag Dumping Station 03 | INST
R | VJ-EOT-BDS03-B |  | EOT CRANES | HOIST | RSI | MEC | MEC |  | 2010011060 | JSWPL-VJN-RMH-RMG-BD3 | 2001 | B | 2001 | 2000 |  | 2019-04-01 | 2958465 |  |  | 001 | 001 |  |  | 2019-07-31 | 06090583 | 2019-07-31 | 06090583 | Bag Dumping Station 03 | INST
R | VJ-EP-AOD-112 |  | AODD Pump 112; Size: 1.5"; SS316L | PUMP | PRP | MEC | MEC |  | 2010011380 | JSWPL-VJN-WSP | 2001 | A | 2001 | 2000 |  | 2023-10-01 | 2958465 |  |  | 001 | 001 |  |  | 2024-05-16 | ACCPMSUP05 | 2024-05-16 | ACCPMSUP05 | WORKSHOP | INST
R | VJ-EP-CV-101 |  | Catalyst Vessel 101;25 Ltr; SS316L | MIXER | PRP | MEC | MEC |  | 2010011380 | JSWPL-VJN-WSP | 2001 | A | 2001 | 2000 |  | 2023-10-01 | 2958465 |  |  | 001 | 001 |  |  | 2024-05-16 | ACCPMSUP05 | 2024-05-16 | ACCPMSUP05 | WORKSHOP | INST
R | VJ-EP-CV-102 |  | Catalyst Vessel 102;25 Ltr; SS316L | MIXER | PRP | MEC | MEC |  | 2010011380 | JSWPL-VJN-WSP | 2001 | A | 2001 | 2000 |  | 2023-10-01 | 2958465 |  |  | 001 | 001 |  |  | 2024-05-16 | ACCPMSUP05 | 2024-05-16 | ACCPMSUP05 | WORKSHOP | INST
R | VJ-EP-MP-103 |  | Metering Pump 103;10 to 100GPM | PUMP | PRP | MEC | MEC |  | 2010011380 | JSWPL-VJN-WSP | 2001 | A | 2001 | 2000 |  | 2023-10-01 | 2958465 |  |  | 001 | 001 |  |  | 2024-05-16 | ACCPMSUP05 | 2024-05-16 | ACCPMSUP05 | WORKSHOP | INST
R | VJ-EP-MP-104 |  | Metering Pump 104;10 to 100GPM | PUMP | PRP | MEC | MEC |  | 2010011380 | JSWPL-VJN-WSP | 2001 | A | 2001 | 2000 |  | 2023-10-01 | 2958465 |  |  | 001 | 001 |  |  | 2024-05-16 | ACCPMSUP05 | 2024-05-16 | ACCPMSUP05 | WORKSHOP | INST
R | VJ-EP-MP-105 |  | Metering Pump 105;100 to 1000GPM | PUMP | PRP | MEC | MEC |  | 2010011380 | JSWPL-VJN-WSP | 2001 | A | 2001 | 2000 |  | 2023-10-01 | 2958465 |  |  | 001 | 001 |  |  | 2024-05-16 | ACCPMSUP05 | 2024-05-16 | ACCPMSUP05 | WORKSHOP | INST
R | VJ-EP-MP-106 |  | Metering Pump 106;100 to 1000GPM | PUMP | PRP | MEC | MEC |  | 2010011380 | JSWPL-VJN-WSP | 2001 | A | 2001 | 2000 |  | 2023-10-01 | 2958465 |  |  | 001 | 001 |  |  | 2024-05-16 | ACCPMSUP05 | 2024-05-16 | ACCPMSUP05 | WORKSHOP | INST
R | VJ-EP-P-CHP102-A |  | Pump A 11.4m3/hr, 30 m Head Groundfos | PUMP | PRP | MEC | MEC |  | 2010011380 | JSWPL-VJN-WSP | 2001 | A | 2001 | 2000 |  | 2023-08-01 | 2958465 |  |  | 001 | 001 |  |  | 2024-05-16 | ACCPMSUP05 | 2024-05-16 | ACCPMSUP05 | WORKSHOP | INST
R | VJ-EP-P-CHP102-B |  | Pump B 11.4m3/hr, 30 m Head Groundfos | PUMP | PRP | MEC | MEC |  | 2010011380 | JSWPL-VJN-WSP | 2001 | A | 2001 | 2000 |  | 2023-08-01 | 2958465 |  |  | 001 | 001 |  |  | 2024-05-16 | ACCPMSUP05 | 2024-05-16 | ACCPMSUP05 | WORKSHOP | INST
R | VJ-EP-P-CHP102-C |  | Pump C 30m3/hr, 30 m Head Groundfos | PUMP | PRP | MEC | MEC |  | 2010011380 | JSWPL-VJN-WSP | 2001 | A | 2001 | 2000 |  | 2023-08-01 | 2958465 |  |  | 001 | 001 |  |  | 2024-05-16 | ACCPMSUP05 | 2024-05-16 | ACCPMSUP05 | WORKSHOP | INST
R | VJ-EP-P-CHP102-D |  | Pump D 30m3/hr, 30 m Head Groundfos | PUMP | PRP | MEC | MEC |  | 2010011380 | JSWPL-VJN-WSP | 2001 | A | 2001 | 2000 |  | 2023-08-01 | 2958465 |  |  | 001 | 001 |  |  | 2024-05-16 | ACCPMSUP05 | 2024-05-16 | ACCPMSUP05 | WORKSHOP | INST
R | VJ-EP-PET-101 |  | PET 101;100 Ltr; MOC: SS316L | MIXER | PRP | MEC | MEC |  | 2010011380 | JSWPL-VJN-WSP | 2001 | A | 2001 | 2000 |  | 2023-10-01 | 2958465 |  |  | 001 | 001 |  |  | 2024-05-16 | ACCPMSUP05 | 2024-05-16 | ACCPMSUP05 | WORKSHOP | INST
R | VJ-EP-PET-102 |  | PET 102;100 Ltr; MOC: SS316L | MIXER | PRP | MEC | MEC |  | 2010011380 | JSWPL-VJN-WSP | 2001 | A | 2001 | 2000 |  | 2023-10-01 | 2958465 |  |  | 001 | 001 |  |  | 2024-05-16 | ACCPMSUP05 | 2024-05-16 | ACCPMSUP05 | WORKSHOP | INST
R | VJ-EP-REA-101 |  | Reactor 101;100 Ltr; MOC: SS316L | REACTOR | PRP | MEC | MEC |  | 2010011380 | JSWPL-VJN-WSP | 2001 | A | 2001 | 2000 |  | 2023-10-01 | 2958465 |  |  | 001 | 001 |  |  | 2024-05-16 | ACCPMSUP05 | 2024-05-16 | ACCPMSUP05 | WORKSHOP | INST
R | VJ-FB-T122 |  | BUCKET FILTER FOR T-122 | FILTER | TFM | MEC | MEC |  | 2010011060 | JSWPL-VJN-RMH-TNK | 2001 | A | 2001 | 2000 |  | 2019-04-01 | 2958465 |  |  | 001 | 001 |  |  | 2019-07-31 | 06090583 | 2019-07-31 | 06090583 | Tank Farm | INST
R | VJ-FB-T123 |  | BUCKET FILTER FOR T-123 | FILTER | TFM | MEC | MEC |  | 2010011060 | JSWPL-VJN-RMH-TNK | 2001 | A | 2001 | 2000 |  | 2019-04-01 | 2958465 |  |  | 001 | 001 |  |  | 2019-07-31 | 06090583 | 2019-07-31 | 06090583 | Tank Farm | INST
R | VJ-FB-T124 |  | BUCKET FILTER FOR T-124 | FILTER | TFM | MEC | MEC |  | 2010011060 | JSWPL-VJN-RMH-TNK | 2001 | A | 2001 | 2000 |  | 2019-04-01 | 2958465 |  |  | 001 | 001 |  |  | 2019-07-31 | 06090583 | 2019-07-31 | 06090583 | Tank Farm | INST
R | VJ-FB-T125 |  | BUCKET FILTER FOR T-125 | FILTER | TFM | MEC | MEC |  | 2010011060 | JSWPL-VJN-RMH-TNK | 2001 | A | 2001 | 2000 |  | 2019-04-01 | 2958465 |  |  | 001 | 001 |  |  | 2019-07-31 | 06090583 | 2019-07-31 | 06090583 | Tank Farm | INST
R | VJ-FB-T126 |  | BUCKET FILTER FOR T-126 | FILTER | TFM | MEC | MEC |  | 2010011060 | JSWPL-VJN-RMH-TNK | 2001 | A | 2001 | 2000 |  | 2019-04-01 | 2958465 |  |  | 001 | 001 |  |  | 2019-07-31 | 06090583 | 2019-07-31 | 06090583 | Tank Farm | INST
R | VJ-FB-T127 |  | BUCKET FILTER FOR T-127 | FILTER | TFM | MEC | MEC |  | 2010011060 | JSWPL-VJN-RMH-TNK | 2001 | A | 2001 | 2000 |  | 2019-04-01 | 2958465 |  |  | 001 | 001 |  |  | 2019-07-31 | 06090583 | 2019-07-31 | 06090583 | Tank Farm | INST
R | VJ-FB-T129 |  | BUCKET FILTER FOR T-129 | FILTER | TFM | MEC | MEC |  | 2010011060 | JSWPL-VJN-RMH-TNK | 2001 | A | 2001 | 2000 |  | 2019-04-01 | 2958465 |  |  | 001 | 001 |  |  | 2019-07-31 | 06090583 | 2019-07-31 | 06090583 | Tank Farm | INST
R | VJ-FB-T201 |  | BUCKET FILTER FOR T-201 | FILTER | TFM | MEC | MEC |  | 2010011060 | JSWPL-VJN-RMH-TNK | 2001 | A | 2001 | 2000 |  | 2019-04-01 | 2958465 |  |  | 001 | 001 |  |  | 2019-07-31 | 06090583 | 2019-07-31 | 06090583 | Tank Farm | INST
W | VJ-FF-PDB |  | FIRST FLOOR PDB-INSTRUMENTATION | DCPDB | PRP | INS | INS |  | 2010011370 | JSWPL-VJN-UTL-PDS | 2001 | A | 2001 | 2000 |  | 2019-06-01 | 2958465 |  |  | 001 | 001 |  |  | 2020-06-17 | 06090583 | 2020-06-17 | 06090583 | Power Distribution System | INST
N | VJ-FHS |  | FIRE HYDRANT SYSTEM MCC | PANEL | UTY | ELE | ELE |  | 2010011300 | JSWPL-VJN-UTL-PDS | 2001 | A | 2001 | 2000 |  | 2019-04-01 | 2958465 |  |  | 001 | 001 |  |  | 2019-07-31 | 06090583 | 2019-07-31 | 06090583 | Power Distribution System | INST
W | VJ-FIC-CLP0112-40 |  | PIGGING LINE FOR ADDITIVE TRANSFER TO BT | FLOW METER | PRP | INS | INS |  | 2010011370 | JSWPL-VJN-PRC-DIS | 2001 | A | 2001 | 2000 |  | 2019-08-01 | 2958465 |  |  | 001 | 001 |  |  | 2024-09-27 | ACCPMSUP06 | 2024-09-27 | ACCPMSUP06 | Dispersion section | INST
W | VJ-FIC-CLP0424-40 |  | FLOW METER OF PGL04 | FLOW METER | PRP | INS | INS |  | 2010011370 | JSWPL-VJN-PRC-BLE | 2001 | A | 2001 | 2000 |  | 2019-08-01 | 2958465 |  |  | 001 | 001 |  |  | 2023-03-20 | ACCPMSUP02 | 2023-03-20 | ACCPMSUP02 | Blender Section | INST
W | VJ-FIC-CLP0424-42 |  | FLOW METER OF PGL04 | FLOW METER | PRP | INS | INS |  | 2010011370 | JSWPL-VJN-PRC-BLE | 2001 | A | 2001 | 2000 |  | 2019-08-01 | 2958465 |  |  | 001 | 001 |  |  | 2023-03-20 | ACCPMSUP02 | 2023-03-20 | ACCPMSUP02 | Blender Section | INST
W | VJ-FIC-CLP0524-40 |  | FLOW METER OF PGL05 | FLOW METER | PRP | INS | INS |  | 2010011370 | JSWPL-VJN-PRC-BLE | 2001 | A | 2001 | 2000 |  | 2019-08-01 | 2958465 |  |  | 001 | 001 |  |  | 2023-03-20 | ACCPMSUP02 | 2023-03-20 | ACCPMSUP02 | Blender Section | INST
W | VJ-FIC-CLP0524-42 |  | FLOW METER OF PGL05 | FLOW METER | PRP | INS | INS |  | 2010011370 | JSWPL-VJN-PRC-BLE | 2001 | A | 2001 | 2000 |  | 2019-08-01 | 2958465 |  |  | 001 | 001 |  |  | 2023-03-20 | ACCPMSUP02 | 2023-03-20 | ACCPMSUP02 | Blender Section | INST
W | VJ-FIT-B9-101 |  | ETP FLOW METER | FLOW METER | ETP | INS | INS |  | 2010011350 | JSWPL-VJN-UTL-ETP | 2001 | A | 2001 | 2000 |  | 2019-08-01 | 2958465 |  |  | 001 | 001 |  |  | 2023-03-20 | ACCPMSUP02 | 2023-03-20 | ACCPMSUP02 | ETP | INST
W | VJ-FIT-DEC-101 |  | DECENTER FEED FLOW METER | TRANSMITTR | ETP | INS | INS |  | 2010011350 | JSWPL-VJN-UTL-ETP | 2001 | B | 2001 | 2000 |  | 2024-01-01 | 2958465 |  |  | 001 | 001 |  |  | 2024-09-16 | ACCPMSUP06 | 2024-09-16 | ACCPMSUP06 | ETP | INST
W | VJ-FIT-H1-101 |  | SUF FLOW METER | FLOW METER | ETP | INS | INS |  | 2010011350 | JSWPL-VJN-UTL-ETP | 2001 | A | 2001 | 2000 |  | 2019-08-01 | 2958465 |  |  | 001 | 001 |  |  | 2023-03-20 | ACCPMSUP02 | 2023-03-20 | ACCPMSUP02 | ETP | INST
W | VJ-FIT-J2-101 |  | RO FEED FLOW METER | FLOW METER | ETP | INS | INS |  | 2010011350 | JSWPL-VJN-UTL-ETP | 2001 | A | 2001 | 2000 |  | 2019-08-01 | 2958465 |  |  | 001 | 001 |  |  | 2023-03-20 | ACCPMSUP02 | 2023-03-20 | ACCPMSUP02 | ETP | INST
W | VJ-FIT-J2-102 |  | RO REJECT FLOW METER | FLOW METER | ETP | INS | INS |  | 2010011350 | JSWPL-VJN-UTL-ETP | 2001 | A | 2001 | 2000 |  | 2019-08-01 | 2958465 |  |  | 001 | 001 |  |  | 2023-03-20 | ACCPMSUP02 | 2023-03-20 | ACCPMSUP02 | ETP | INST
W | VJ-FIT-J2-103 |  | RO PERMEATE FLOW METER (RO1) | FLOW METER | ETP | INS | INS |  | 2010011350 | JSWPL-VJN-UTL-ETP | 2001 | A | 2001 | 2000 |  | 2019-08-01 | 2958465 |  |  | 001 | 001 |  |  | 2023-03-20 | ACCPMSUP02 | 2023-03-20 | ACCPMSUP02 | ETP | INST
W | VJ-FIT-J2-104 |  | RO PERMEATE FLOW METER (RO2) | FLOW METER | ETP | INS | INS |  | 2010011350 | JSWPL-VJN-UTL-ETP | 2001 | A | 2001 | 2000 |  | 2019-08-01 | 2958465 |  |  | 001 | 001 |  |  | 2023-03-20 | ACCPMSUP02 | 2023-03-20 | ACCPMSUP02 | ETP | INST
W | VJ-FIT-M2-101 |  | STP FLOW METER | FLOW METER | ETP | INS | INS |  | 2010011350 | JSWPL-VJN-UTL-ETP | 2001 | A | 2001 | 2000 |  | 2019-08-01 | 2958465 |  |  | 001 | 001 |  |  | 2023-03-20 | ACCPMSUP02 | 2023-03-20 | ACCPMSUP02 | ETP | INST
W | VJ-FIT-MFT-101 |  | MEE FLOW METER | FLOW METER | ETP | INS | INS |  | 2010011350 | JSWPL-VJN-UTL-ETP | 2001 | A | 2001 | 2000 |  | 2019-08-01 | 2958465 |  |  | 001 | 001 |  |  | 2023-03-20 | ACCPMSUP02 | 2023-03-20 | ACCPMSUP02 | ETP | INST
R | VJ-FS-BFM101 |  | SELF CLEANING FILTER FOR BFM-101 | FILTER | PRP | MEC | MEC |  | 2010011190 | JSWPL-VJN-PKG | 2001 | A | 2001 | 2000 |  | 2019-04-01 | 2958465 |  |  | 001 | 001 |  |  | 2019-07-31 | 06090583 | 2019-07-31 | 06090583 | Packing Section | INST
R | VJ-FS-BFM102 |  | SELF CLEANING FILTER FOR BFM-102 | FILTER | PRP | MEC | MEC |  | 2010011190 | JSWPL-VJN-PKG | 2001 | B | 2001 | 2000 |  | 2019-04-01 | 2958465 |  |  | 001 | 001 |  |  | 2019-07-31 | 06090583 | 2019-07-31 | 06090583 | Packing Section | INST
R | VJ-FS-BFM104 |  | SELF CLEANING FILTER FOR BFM-104 | FILTER | PRP | MEC | MEC |  | 2010011190 | JSWPL-VJN-PKG | 2001 | A | 2001 | 2000 |  | 2024-12-10 | 2958465 |  |  | 001 | 001 | 2025-01-28 | ACCPMSUP05 | 2025-01-21 | ACCPMSUP05 | 2025-01-21 | ACCPMSUP05 | Packing Section | INST
R | VJ-FS-RFM101 |  | SELF CLEANING FILTER FOR RFM101 | FILTER | PRP | MEC | MEC |  | 2010011190 | JSWPL-VJN-PKG | 2001 | A | 2001 | 2000 |  | 2019-04-01 | 2958465 |  |  | 001 | 001 |  |  | 2019-07-31 | 06090583 | 2019-07-31 | 06090583 | Packing Section | INST
R | VJ-FS-RFM102A |  | SELF CLEANING FILTER FOR RFM102 | FILTER | PRP | MEC | MEC |  | 2010011190 | JSWPL-VJN-PKG | 2001 | A | 2001 | 2000 |  | 2019-04-01 | 2958465 |  |  | 001 | 001 |  |  | 2019-07-31 | 06090583 | 2019-07-31 | 06090583 | Packing Section | INST
R | VJ-FS-RFM102B |  | SELF CLEANING FILTER FOR RFM102 | FILTER | PRP | MEC | MEC |  | 2010011190 | JSWPL-VJN-PKG | 2001 | A | 2001 | 2000 |  | 2019-04-01 | 2958465 |  |  | 001 | 001 |  |  | 2019-07-31 | 06090583 | 2019-07-31 | 06090583 | Packing Section | INST
R | VJ-FS-RFM104 |  | SELF CLEANING FILTER FOR RFM104 | FILTER | PRP | MEC | MEC |  | 2010011190 | JSWPL-VJN-PKG | 2001 | A | 2001 | 2000 |  | 2019-04-01 | 2958465 |  |  | 001 | 001 |  |  | 2019-07-31 | 06090583 | 2019-07-31 | 06090583 | Packing Section | INST
R | VJ-FS-RFM105 |  | SELF CLEANING FILTER FOR RFM105 | FILTER | PRP | MEC | MEC |  | 2010011190 | JSWPL-VJN-PKG | 2001 | A | 2001 | 2000 |  | 2019-04-01 | 2958465 |  |  | 001 | 001 |  |  | 2019-07-31 | 06090583 | 2019-07-31 | 06090583 | Packing Section | INST
R | VJ-FS-T102 |  | SELF CLEANING FILTER FOR T-102 | FILTER | TFM | MEC | MEC |  | 2010011060 | JSWPL-VJN-RMH-TNK | 2001 | B | 2001 | 2000 |  | 2019-04-01 | 2958465 |  |  | 001 | 001 |  |  | 2019-07-31 | 06090583 | 2019-07-31 | 06090583 | Tank Farm | INST
R | VJ-FS-T104 |  | SELF CLEANING FILTER FOR T-104 | FILTER | TFM | MEC | MEC |  | 2010011060 | JSWPL-VJN-RMH-TNK | 2001 | B | 2001 | 2000 |  | 2019-04-01 | 2958465 |  |  | 001 | 001 |  |  | 2019-07-31 | 06090583 | 2019-07-31 | 06090583 | Tank Farm | INST
R | VJ-FS-T108 |  | SELF CLEANING FILTER FOR T-108 | FILTER | TFM | MEC | MEC |  | 2010011060 | JSWPL-VJN-RMH-TNK | 2001 | B | 2001 | 2000 |  | 2019-04-01 | 2958465 |  |  | 001 | 001 |  |  | 2019-07-31 | 06090583 | 2019-07-31 | 06090583 | Tank Farm | INST
R | VJ-FS-T113 |  | SELF CLEANING FILTER FOR T-113 | FILTER | TFM | MEC | MEC |  | 2010011060 | JSWPL-VJN-RMH-TNK | 2001 | B | 2001 | 2000 |  | 2019-04-01 | 2958465 |  |  | 001 | 001 |  |  | 2019-07-31 | 06090583 | 2019-07-31 | 06090583 | Tank Farm | INST
R | VJ-FS-T115 |  | SELF CLEANING FILTER FOR T-115 | FILTER | TFM | MEC | MEC |  | 2010011060 | JSWPL-VJN-RMH-TNK | 2001 | B | 2001 | 2000 |  | 2019-04-01 | 2958465 |  |  | 001 | 001 |  |  | 2019-07-31 | 06090583 | 2019-07-31 | 06090583 | Tank Farm | INST
R | VJ-FS-T116 |  | SELF CLEANING FILTER FOR T-116 | FILTER | TFM | MEC | MEC |  | 2010011060 | JSWPL-VJN-RMH-TNK | 2001 | B | 2001 | 2000 |  | 2019-04-01 | 2958465 |  |  | 001 | 001 |  |  | 2019-07-31 | 06090583 | 2019-07-31 | 06090583 | Tank Farm | INST
R | VJ-FS-T117 |  | SELF CLEANING FILTER FOR T-117 | FILTER | TFM | MEC | MEC |  | 2010011060 | JSWPL-VJN-RMH-TNK | 2001 | B | 2001 | 2000 |  | 2019-04-01 | 2958465 |  |  | 001 | 001 |  |  | 2019-07-31 | 06090583 | 2019-07-31 | 06090583 | Tank Farm | INST
R | VJ-FS-T118 |  | SELF CLEANING FILTER FOR T-118 | FILTER | TFM | MEC | MEC |  | 2010011060 | JSWPL-VJN-RMH-TNK | 2001 | A | 2001 | 2000 |  | 2019-04-01 | 2958465 |  |  | 001 | 001 |  |  | 2019-07-31 | 06090583 | 2019-07-31 | 06090583 | Tank Farm | INST
R | VJ-FS-T120 |  | SELF CLEANING FILTER FOR T-120 | FILTER | TFM | MEC | MEC |  | 2010011060 | JSWPL-VJN-RMH-TNK | 2001 | A | 2001 | 2000 |  | 2019-04-01 | 2958465 |  |  | 001 | 001 |  |  | 2019-07-31 | 06090583 | 2019-07-31 | 06090583 | Tank Farm | INST
W | VJ-FT-BL-101 |  | MASS FLOW METER OF BL101 | FLOW METER | PRP | INS | INS |  | 2010011320 | JSWPL-VJN-PRC-BLE | 2001 | A | 2001 | 2000 |  | 2019-06-01 | 2958465 |  |  | 001 | 001 |  |  | 2020-06-17 | 06090583 | 2020-06-17 | 06090583 | Blender Section | INST
W | VJ-FT-BL-105 |  | MASS FLOW METER OF BL105 | FLOW METER | PRP | INS | INS |  | 2010011320 | JSWPL-VJN-PRC-BLE | 2001 | A | 2001 | 2000 |  | 2019-06-01 | 2958465 |  |  | 001 | 001 |  |  | 2020-06-17 | 06090583 | 2020-06-17 | 06090583 | Blender Section | INST
W | VJ-FT-BL-109 |  | MASS FLOW METER OF BL109 | FLOW METER | PRP | INS | INS |  | 2010011320 | JSWPL-VJN-PRC-BLE | 2001 | A | 2001 | 2000 |  | 2019-06-01 | 2958465 |  |  | 001 | 001 |  |  | 2020-06-17 | 06090583 | 2020-06-17 | 06090583 | Blender Section | INST
W | VJ-FT-BL-115 |  | MASS FLOW METER OF BL115 | FLOW METER | PRP | INS | INS |  | 2010011320 | JSWPL-VJN-PRC-BLE | 2001 | A | 2001 | 2000 |  | 2019-06-01 | 2958465 |  |  | 001 | 001 |  |  | 2020-06-17 | 06090583 | 2020-06-17 | 06090583 | Blender Section | INST
W | VJ-FT-BL-119 |  | MASS FLOW METER OF BL119 | FLOW METER | PRP | INS | INS |  | 2010011320 | JSWPL-VJN-PRC-BLE | 2001 | A | 2001 | 2000 |  | 2019-06-01 | 2958465 |  |  | 001 | 001 |  |  | 2020-06-17 | 06090583 | 2020-06-17 | 06090583 | Blender Section | INST
W | VJ-FT-BL-123 |  | MASS FLOW METER OF BL123 | FLOW METER | PRP | INS | INS |  | 2010011320 | JSWPL-VJN-PRC-BLE | 2001 | A | 2001 | 2000 |  | 2019-06-01 | 2958465 |  |  | 001 | 001 |  |  | 2020-06-17 | 06090583 | 2020-06-17 | 06090583 | Blender Section | INST
W | VJ-FT-BL-127 |  | MASS FLOW METER OF BL127 | FLOW METER | PRP | INS | INS |  | 2010011320 | JSWPL-VJN-PRC-BLE | 2001 | A | 2001 | 2000 |  | 2019-06-01 | 2958465 |  |  | 001 | 001 |  |  | 2020-06-17 | 06090583 | 2020-06-17 | 06090583 | Blender Section | INST
W | VJ-FT-CLP0112-40 |  | MASS FLOW METER OF PGL-1 | FLOW METER | PRP | INS | INS |  | 2010011080 | JSWPL-VJN-RMH | 2001 | A | 2001 | 2000 |  | 2019-06-01 | 2958465 |  |  | 001 | 001 |  |  | 2020-06-17 | 06090583 | 2020-06-17 | 06090583 | RM Handling | INST
W | VJ-FT-CLP01614-40 |  | MASS FLOW METER OF PGL-16 | FLOW METER | PRP | INS | INS |  | 2010011080 | JSWPL-VJN-RMH | 2001 | A | 2001 | 2000 |  | 2019-06-01 | 2958465 |  |  | 001 | 001 |  |  | 2020-06-17 | 06090583 | 2020-06-17 | 06090583 | RM Handling | INST
W | VJ-FT-DVP1618-01 |  | MASS FLOW METER OF T-142A | FLOW METER | PRP | INS | INS |  | 2010011080 | JSWPL-VJN-RMH | 2001 | A | 2001 | 2000 |  | 2019-06-01 | 2958465 |  |  | 001 | 001 |  |  | 2020-06-17 | 06090583 | 2020-06-17 | 06090583 | RM Handling | INST
W | VJ-FT-DVP1620-01 |  | MASS FLOW METER OF T-142B | FLOW METER | PRP | INS | INS |  | 2010011080 | JSWPL-VJN-RMH | 2001 | A | 2001 | 2000 |  | 2019-06-01 | 2958465 |  |  | 001 | 001 |  |  | 2020-06-17 | 06090583 | 2020-06-17 | 06090583 | RM Handling | INST
W | VJ-FT-DVP1622-01 |  | MASS FLOW METER OF T-143A | FLOW METER | PRP | INS | INS |  | 2010011080 | JSWPL-VJN-RMH | 2001 | A | 2001 | 2000 |  | 2019-06-01 | 2958465 |  |  | 001 | 001 |  |  | 2020-06-17 | 06090583 | 2020-06-17 | 06090583 | RM Handling | INST
W | VJ-FT-DVP1624-01 |  | MASS FLOW METER OF T-143B | FLOW METER | PRP | INS | INS |  | 2010011080 | JSWPL-VJN-RMH | 2001 | A | 2001 | 2000 |  | 2019-06-01 | 2958465 |  |  | 001 | 001 |  |  | 2020-06-17 | 06090583 | 2020-06-17 | 06090583 | RM Handling | INST
W | VJ-FT-DVP1626-01 |  | MASS FLOW METER OF T-144A | FLOW METER | PRP | INS | INS |  | 2010011080 | JSWPL-VJN-RMH | 2001 | A | 2001 | 2000 |  | 2019-06-01 | 2958465 |  |  | 001 | 001 |  |  | 2020-06-17 | 06090583 | 2020-06-17 | 06090583 | RM Handling | INST
W | VJ-FT-DVP1628-01 |  | MASS FLOW METER OF T-144B | FLOW METER | PRP | INS | INS |  | 2010011080 | JSWPL-VJN-RMH | 2001 | A | 2001 | 2000 |  | 2019-06-01 | 2958465 |  |  | 001 | 001 |  |  | 2020-06-17 | 06090583 | 2020-06-17 | 06090583 | RM Handling | INST
W | VJ-FT-DVP1630-01 |  | MASS FLOW METER OF T-145A | FLOW METER | PRP | INS | INS |  | 2010011080 | JSWPL-VJN-RMH | 2001 | A | 2001 | 2000 |  | 2019-06-01 | 2958465 |  |  | 001 | 001 |  |  | 2020-06-17 | 06090583 | 2020-06-17 | 06090583 | RM Handling | INST
W | VJ-FT-DVP1632-01 |  | MASS FLOW METER OF T-145B | FLOW METER | PRP | INS | INS |  | 2010011080 | JSWPL-VJN-RMH | 2001 | A | 2001 | 2000 |  | 2019-06-01 | 2958465 |  |  | 001 | 001 |  |  | 2020-06-17 | 06090583 | 2020-06-17 | 06090583 | RM Handling | INST
W | VJ-FT-DVP1634-01 |  | MASS FLOW METER OF T-146A | FLOW METER | PRP | INS | INS |  | 2010011080 | JSWPL-VJN-RMH | 2001 | A | 2001 | 2000 |  | 2019-06-01 | 2958465 |  |  | 001 | 001 |  |  | 2020-06-17 | 06090583 | 2020-06-17 | 06090583 | RM Handling | INST
W | VJ-FT-DVP1636-01 |  | MASS FLOW METER OF T-146B | FLOW METER | PRP | INS | INS |  | 2010011080 | JSWPL-VJN-RMH | 2001 | A | 2001 | 2000 |  | 2019-06-01 | 2958465 |  |  | 001 | 001 |  |  | 2020-06-17 | 06090583 | 2020-06-17 | 06090583 | RM Handling | INST
W | VJ-FT-DVP1638-01 |  | MASS FLOW METER OF T-146C | FLOW METER | PRP | INS | INS |  | 2010011080 | JSWPL-VJN-RMH | 2001 | A | 2001 | 2000 |  | 2019-06-01 | 2958465 |  |  | 001 | 001 |  |  | 2020-06-17 | 06090583 | 2020-06-17 | 06090583 | RM Handling | INST
W | VJ-FT-DVP1640-01 |  | MASS FLOW METER OF T-146D | FLOW METER | PRP | INS | INS |  | 2010011080 | JSWPL-VJN-RMH | 2001 | A | 2001 | 2000 |  | 2019-06-01 | 2958465 |  |  | 001 | 001 |  |  | 2020-06-17 | 06090583 | 2020-06-17 | 06090583 | RM Handling | INST
W | VJ-FT-DVP1642-01 |  | MASS FLOW METER OF T-146E | FLOW METER | PRP | INS | INS |  | 2010011080 | JSWPL-VJN-RMH | 2001 | A | 2001 | 2000 |  | 2019-06-01 | 2958465 |  |  | 001 | 001 |  |  | 2020-06-17 | 06090583 | 2020-06-17 | 06090583 | RM Handling | INST
W | VJ-FT-DVP1644-01 |  | MASS FLOW METER OF T-146F | FLOW METER | PRP | INS | INS |  | 2010011080 | JSWPL-VJN-RMH | 2001 | A | 2001 | 2000 |  | 2019-06-01 | 2958465 |  |  | 001 | 001 |  |  | 2020-06-17 | 06090583 | 2020-06-17 | 06090583 | RM Handling | INST
W | VJ-FT-DWH-101 |  | WATER FLOW METER | FLOW METER | UTY | INS | INS |  | 2010011080 | JSWPL-VJN-RMH | 2001 | A | 2001 | 2000 |  | 2019-08-01 | 2958465 |  |  | 001 | 001 |  |  | 2023-03-20 | ACCPMSUP02 | 2023-03-20 | ACCPMSUP02 | RM Handling | INST
W | VJ-FT-MIW-101 |  | WATER FLOW METER | FLOW METER | UTY | INS | INS |  | 2010011080 | JSWPL-VJN-RMH | 2001 | A | 2001 | 2000 |  | 2019-08-01 | 2958465 |  |  | 001 | 001 |  |  | 2023-03-20 | ACCPMSUP02 | 2023-03-20 | ACCPMSUP02 | RM Handling | INST
W | VJ-FT-QC-1 |  | WATER FLOW METER | FLOW METER | PRP | INS | INS |  | 2010011360 | JSWPL-VJN-UTL | 2001 | A | 2001 | 2000 |  | 2019-08-01 | 2958465 |  |  | 001 | 001 |  |  | 2023-03-20 | ACCPMSUP02 | 2023-03-20 | ACCPMSUP02 | Utility section | INST
W | VJ-FT-T-133 |  | MASS FLOW METER OF T133 | FLOW METER | PRP | INS | INS |  | 2010011370 | JSWPL-VJN-RMH | 2001 | A | 2001 | 2000 |  | 2019-06-01 | 2958465 |  |  | 001 | 001 |  |  | 2020-06-17 | 06090583 | 2020-06-17 | 06090583 | RM Handling | INST
W | VJ-FT-T-134 |  | MASS FLOW METER OF T134 | FLOW METER | PRP | INS | INS |  | 2010011370 | JSWPL-VJN-RMH | 2001 | A | 2001 | 2000 |  | 2019-06-01 | 2958465 |  |  | 001 | 001 |  |  | 2020-06-17 | 06090583 | 2020-06-17 | 06090583 | RM Handling | INST
W | VJ-FT-T-135 |  | MASS FLOW METER OF T135 | FLOW METER | PRP | INS | INS |  | 2010011310 | JSWPL-VJN-RMH | 2001 | A | 2001 | 2000 |  | 2019-06-01 | 2958465 |  |  | 001 | 001 |  |  | 2020-06-17 | 06090583 | 2020-06-17 | 06090583 | RM Handling | INST
W | VJ-FT-T-136 |  | MASS FLOW METER OF T136 | FLOW METER | PRP | INS | INS |  | 2010011310 | JSWPL-VJN-RMH | 2001 | A | 2001 | 2000 |  | 2019-06-01 | 2958465 |  |  | 001 | 001 |  |  | 2020-06-17 | 06090583 | 2020-06-17 | 06090583 | RM Handling | INST
W | VJ-FT-T-137 |  | MASS FLOW METER OF T137 | FLOW METER | PRP | INS | INS |  | 2010011310 | JSWPL-VJN-RMH | 2001 | A | 2001 | 2000 |  | 2019-06-01 | 2958465 |  |  | 001 | 001 |  |  | 2020-06-17 | 06090583 | 2020-06-17 | 06090583 | RM Handling | INST
W | VJ-FT-T-138 |  | MASS FLOW METER OF T138 | FLOW METER | PRP | INS | INS |  | 2010011310 | JSWPL-VJN-RMH | 2001 | A | 2001 | 2000 |  | 2019-06-01 | 2958465 |  |  | 001 | 001 |  |  | 2020-06-17 | 06090583 | 2020-06-17 | 06090583 | RM Handling | INST
W | VJ-FT-T-152 |  | MASS FLOW METER OF T-152 | FLOW METER | PRP | INS | INS |  | 2010011080 | JSWPL-VJN-RMH | 2001 | A | 2001 | 2000 |  | 2019-06-01 | 2958465 |  |  | 001 | 001 |  |  | 2020-06-17 | 06090583 | 2020-06-17 | 06090583 | RM Handling | INST
W | VJ-FT-T-153 |  | MASS FLOW METER OF T153 | FLOW METER | PRP | INS | INS |  | 2010011310 | JSWPL-VJN-PRC | 2001 | A | 2001 | 2000 |  | 2019-06-01 | 2958465 |  |  | 001 | 001 |  |  | 2020-06-17 | 06090583 | 2020-06-17 | 06090583 | Processing Block | INST
W | VJ-FT-T-159 |  | MASS FLOW METER OF T-159 | FLOW METER | PRP | INS | INS |  | 2010011080 | JSWPL-VJN-RMH | 2001 | A | 2001 | 2000 |  | 2019-06-01 | 2958465 |  |  | 001 | 001 |  |  | 2020-06-17 | 06090583 | 2020-06-17 | 06090583 | RM Handling | INST
W | VJ-FT-T-171 |  | MASS FLOW METER OF T171 | FLOW METER | PRP | INS | INS |  | 2010011370 | JSWPL-VJN-PRC-WWS | 2001 | A | 2001 | 2000 |  | 2019-06-01 | 2958465 |  |  | 001 | 001 |  |  | 2020-06-17 | 06090583 | 2020-06-17 | 06090583 | Wash Water System | INST
W | VJ-FT-T-174 |  | MASS FLOW METER OF T174 | FLOW METER | PRP | INS | INS |  | 2010011370 | JSWPL-VJN-PRC-WWS | 2001 | A | 2001 | 2000 |  | 2019-06-01 | 2958465 |  |  | 001 | 001 |  |  | 2020-06-17 | 06090583 | 2020-06-17 | 06090583 | Wash Water System | INST
W | VJ-FT-T-205 |  | MASS FLOW METER OF T-205 | FLOW METER | PRP | INS | INS |  | 2010011080 | JSWPL-VJN-RMH | 2001 | A | 2001 | 2000 |  | 2019-06-01 | 2958465 |  |  | 001 | 001 |  |  | 2020-06-17 | 06090583 | 2020-06-17 | 06090583 | RM Handling | INST
W | VJ-FT-TSD-101 |  | MASS FLOW METER OF TSD101 | FLOW METER | PRP | INS | INS |  | 2010011310 | JSWPL-VJN-PRC-DIS | 2001 | A | 2001 | 2000 |  | 2019-06-01 | 2958465 |  |  | 001 | 001 |  |  | 2020-06-17 | 06090583 | 2020-06-17 | 06090583 | Dispersion section | INST
W | VJ-FT-TSD-102 |  | MASS FLOW METER OF TSD102 | FLOW METER | PRP | INS | INS |  | 2010011310 | JSWPL-VJN-PRC-DIS | 2001 | A | 2001 | 2000 |  | 2019-06-01 | 2958465 |  |  | 001 | 001 |  |  | 2020-06-17 | 06090583 | 2020-06-17 | 06090583 | Dispersion section | INST
W | VJ-FT-TSD-103 |  | MASS FLOW METER OF TSD103 | FLOW METER | PRP | INS | INS |  | 2010011310 | JSWPL-VJN-PRC-DIS | 2001 | A | 2001 | 2000 |  | 2019-06-01 | 2958465 |  |  | 001 | 001 |  |  | 2020-06-17 | 06090583 | 2020-06-17 | 06090583 | Dispersion section | INST
W | VJ-FT-TSD-104 |  | MASS FLOW METER OF TSD104 | FLOW METER | PRP | INS | INS |  | 2010011310 | JSWPL-VJN-PRC-DIS | 2001 | A | 2001 | 2000 |  | 2019-06-01 | 2958465 |  |  | 001 | 001 |  |  | 2020-06-17 | 06090583 | 2020-06-17 | 06090583 | Dispersion section | INST
W | VJ-FT-TSD-105 |  | MASS FLOW METER OF TSD105 | FLOW METER | PRP | INS | INS |  | 2010011310 | JSWPL-VJN-PRC-DIS | 2001 | A | 2001 | 2000 |  | 2019-06-01 | 2958465 |  |  | 001 | 001 |  |  | 2020-06-17 | 06090583 | 2020-06-17 | 06090583 | Dispersion section | INST
W | VJ-FT-YST-101 |  | MASS FLOW METER OF YST101 | FLOW METER | PRP | INS | INS |  | 2010011310 | JSWPL-VJN-PRC-DIS | 2001 | A | 2001 | 2000 |  | 2019-06-01 | 2958465 |  |  | 001 | 001 |  |  | 2020-06-17 | 06090583 | 2020-06-17 | 06090583 | Dispersion section | INST
W | VJ-FTM-FPH-TL1 |  | FLOW ELEMENT OF FIRE LLINE | FE | UTY | INS | INS |  | 2010011360 | JSWPL-VJN-UTL | 2001 | A | 2001 | 2000 |  | 2019-08-01 | 2958465 |  |  | 001 | 001 |  |  | 2023-03-20 | ACCPMSUP02 | 2023-03-20 | ACCPMSUP02 | Utility section | INST
W | VJ-GD-01 |  | GAS DETECTION SENSOR GD-01 | GAS DETECT | ARS | INS | INS | INS | 2010011350 | JSWPL-VJN-UTL | 2001 | B | 2001 | 2000 |  | 2019-08-01 | 2958465 |  |  | 001 | 001 |  |  | 2024-09-27 | ACCPMSUP06 | 2024-09-27 | ACCPMSUP06 | Utility section | INST
W | VJ-GF-PDB |  | GROUND FLOOR PDB-INSTRUMENTATION | DCPDB | PRP | INS | INS |  | 2010011370 | JSWPL-VJN-UTL-PDS | 2001 | A | 2001 | 2000 |  | 2019-06-01 | 2958465 |  |  | 001 | 001 |  |  | 2020-06-17 | 06090583 | 2020-06-17 | 06090583 | Power Distribution System | INST
R | VJ-GT-BDS-01 |  | GANTRY (2 TON CAPACITY CRAIN) | HOIST | RSI | MEC | MEC |  | 2010011060 | JSWPL-VJN-RMH-RMG-BD1 | 2001 | B | 2001 | 2000 |  | 2019-04-01 | 2958465 |  |  | 001 | 001 |  |  | 2019-07-31 | 06090583 | 2019-07-31 | 06090583 | Bag Dumping Station 01 | INST
R | VJ-GT-BDS-02 |  | GANTRY (2 TON CAPACITY CRAIN) | HOIST | RSI | MEC | MEC |  | 2010011060 | JSWPL-VJN-RMH-RMG-BD2 | 2001 | B | 2001 | 2000 |  | 2019-04-01 | 2958465 |  |  | 001 | 001 |  |  | 2019-07-31 | 06090583 | 2019-07-31 | 06090583 | Bag Dumping Station 02 | INST
R | VJ-GT-BDS-03 |  | GANTRY (2 TON CAPACITY CRAIN) | HOIST | RSI | MEC | MEC |  | 2010011060 | JSWPL-VJN-RMH-RMG-BD3 | 2001 | B | 2001 | 2000 |  | 2019-04-01 | 2958465 |  |  | 001 | 001 |  |  | 2019-07-31 | 06090583 | 2019-07-31 | 06090583 | Bag Dumping Station 03 | INST
W | VJ-H01A-RIO |  | RIO PANEL | IO_PANEL | RSI | INS | INS |  | 2010011310 | JSWPL-VJN-RMH | 2001 | A | 2001 | 2000 |  | 2019-08-01 | 2958465 |  |  | 001 | 001 |  |  | 2023-03-20 | ACCPMSUP02 | 2023-03-20 | ACCPMSUP02 | RM Handling | INST
W | VJ-H01B-RIO |  | RIO PANEL | IO_PANEL | RSI | INS | INS |  | 2010011310 | JSWPL-VJN-RMH | 2001 | A | 2001 | 2000 |  | 2019-08-01 | 2958465 |  |  | 001 | 001 |  |  | 2023-03-20 | ACCPMSUP02 | 2023-03-20 | ACCPMSUP02 | RM Handling | INST
W | VJ-H02-MCC2 |  | CONTROL PANEL OF POWDER SYSTEM | CNTRL PNL | RSI | INS | INS |  | 2010011310 | JSWPL-VJN-RMH | 2001 | A | 2001 | 2000 |  | 2019-08-01 | 2958465 |  |  | 001 | 001 |  |  | 2023-03-20 | ACCPMSUP02 | 2023-03-20 | ACCPMSUP02 | RM Handling | INST
W | VJ-H03-RIO |  | RIO PANEL | IO_PANEL | RSI | INS | INS |  | 2010011310 | JSWPL-VJN-RMH | 2001 | A | 2001 | 2000 |  | 2019-08-01 | 2958465 |  |  | 001 | 001 |  |  | 2023-03-20 | ACCPMSUP02 | 2023-03-20 | ACCPMSUP02 | RM Handling | INST
W | VJ-H04-RIO |  | RIO PANEL | IO_PANEL | RSI | INS | INS |  | 2010011310 | JSWPL-VJN-RMH | 2001 | A | 2001 | 2000 |  | 2019-08-01 | 2958465 |  |  | 001 | 001 |  |  | 2023-03-20 | ACCPMSUP02 | 2023-03-20 | ACCPMSUP02 | RM Handling | INST
W | VJ-H05-RIO |  | RIO PANEL | IO_PANEL | RSI | INS | INS |  | 2010011310 | JSWPL-VJN-RMH | 2001 | A | 2001 | 2000 |  | 2019-08-01 | 2958465 |  |  | 001 | 001 |  |  | 2023-03-20 | ACCPMSUP02 | 2023-03-20 | ACCPMSUP02 | RM Handling | INST
W | VJ-H06-RIO |  | RIO PANEL | IO_PANEL | RSI | INS | INS |  | 2010011310 | JSWPL-VJN-RMH | 2001 | A | 2001 | 2000 |  | 2019-08-01 | 2958465 |  |  | 001 | 001 |  |  | 2023-03-20 | ACCPMSUP02 | 2023-03-20 | ACCPMSUP02 | RM Handling | INST
W | VJ-H07-RIO |  | RIO PANEL | IO_PANEL | RSI | INS | INS |  | 2010011310 | JSWPL-VJN-RMH | 2001 | A | 2001 | 2000 |  | 2019-08-01 | 2958465 |  |  | 001 | 001 |  |  | 2023-03-20 | ACCPMSUP02 | 2023-03-20 | ACCPMSUP02 | RM Handling | INST
W | VJ-H08-RIO |  | RIO PANEL | IO_PANEL | RSI | INS | INS |  | 2010011310 | JSWPL-VJN-RMH | 2001 | A | 2001 | 2000 |  | 2019-08-01 | 2958465 |  |  | 001 | 001 |  |  | 2023-03-20 | ACCPMSUP02 | 2023-03-20 | ACCPMSUP02 | RM Handling | INST
W | VJ-H09-RIO |  | RIO PANEL | IO_PANEL | RSI | INS | INS |  | 2010011310 | JSWPL-VJN-RMH | 2001 | A | 2001 | 2000 |  | 2019-08-01 | 2958465 |  |  | 001 | 001 |  |  | 2023-03-20 | ACCPMSUP02 | 2023-03-20 | ACCPMSUP02 | RM Handling | INST
W | VJ-H10-RIO |  | RIO PANEL | IO_PANEL | RSI | INS | INS |  | 2010011310 | JSWPL-VJN-RMH | 2001 | A | 2001 | 2000 |  | 2019-08-01 | 2958465 |  |  | 001 | 001 |  |  | 2023-03-20 | ACCPMSUP02 | 2023-03-20 | ACCPMSUP02 | RM Handling | INST
W | VJ-H11-RIO |  | RIO PANEL | IO_PANEL | RSI | INS | INS |  | 2010011310 | JSWPL-VJN-RMH | 2001 | A | 2001 | 2000 |  | 2019-08-01 | 2958465 |  |  | 001 | 001 |  |  | 2023-03-20 | ACCPMSUP02 | 2023-03-20 | ACCPMSUP02 | RM Handling | INST
W | VJ-H12-MCC1 |  | CONTROL PANEL OF POWDER SYSTEM | CNTRL PNL | RSI | INS | INS |  | 2010011310 | JSWPL-VJN-RMH | 2001 | A | 2001 | 2000 |  | 2019-08-01 | 2958465 |  |  | 001 | 001 |  |  | 2023-03-20 | ACCPMSUP02 | 2023-03-20 | ACCPMSUP02 | RM Handling | INST
W | VJ-H2-01 |  | GAS DETECTOR | GAS DETECT | UTY | INS | INS |  | 2010011080 | JSWPL-VJN-UTL | 2001 | A | 2001 | 2000 |  | 2019-08-01 | 2958465 |  |  | 001 | 001 |  |  | 2023-03-20 | ACCPMSUP02 | 2023-03-20 | ACCPMSUP02 | Utility section | INST
W | VJ-H2-02 |  | GAS DETECTOR | GAS DETECT | UTY | INS | INS |  | 2010011080 | JSWPL-VJN-UTL | 2001 | A | 2001 | 2000 |  | 2019-08-01 | 2958465 |  |  | 001 | 001 |  |  | 2023-03-20 | ACCPMSUP02 | 2023-03-20 | ACCPMSUP02 | Utility section | INST
W | VJ-H2-03 |  | GAS DETECTOR | GAS DETECT | UTY | INS | INS |  | 2010011080 | JSWPL-VJN-UTL | 2001 | A | 2001 | 2000 |  | 2019-08-01 | 2958465 |  |  | 001 | 001 |  |  | 2023-03-20 | ACCPMSUP02 | 2023-03-20 | ACCPMSUP02 | Utility section | INST
W | VJ-H2-04 |  | GAS DETECTOR | GAS DETECT | UTY | INS | INS |  | 2010011080 | JSWPL-VJN-UTL | 2001 | A | 2001 | 2000 |  | 2019-08-01 | 2958465 |  |  | 001 | 001 |  |  | 2023-03-20 | ACCPMSUP02 | 2023-03-20 | ACCPMSUP02 | Utility section | INST
W | VJ-H2-05 |  | GAS DETECTOR | GAS DETECT | UTY | INS | INS |  | 2010011080 | JSWPL-VJN-UTL | 2001 | A | 2001 | 2000 |  | 2019-08-01 | 2958465 |  |  | 001 | 001 |  |  | 2023-03-20 | ACCPMSUP02 | 2023-03-20 | ACCPMSUP02 | Utility section | INST
W | VJ-H2-06 |  | GAS DETECTOR | GAS DETECT | UTY | INS | INS |  | 2010011080 | JSWPL-VJN-UTL | 2001 | A | 2001 | 2000 |  | 2019-08-01 | 2958465 |  |  | 001 | 001 |  |  | 2023-03-20 | ACCPMSUP02 | 2023-03-20 | ACCPMSUP02 | Utility section | INST
W | VJ-H2-07 |  | GAS DETECTION SENSOR H2-07 | GAS DETECT | ARS | INS | INS |  | 2010011350 | JSWPL-VJN-UTL | 2001 | B | 2001 | 2000 |  | 2019-08-01 | 2958465 |  |  | 001 | 001 |  |  | 2024-09-27 | ACCPMSUP06 | 2024-09-27 | ACCPMSUP06 | Utility section | INST
R | VJ-HE-PC01-02 |  | HEAT EXCHANGER | HEAT EXCHR | RSI | MEC | MEC |  | 2010011060 | JSWPL-VJN-RMH-RMG-BD1 | 2001 | B | 2001 | 2000 |  | 2019-04-01 | 2958465 |  |  | 001 | 001 |  |  | 2019-07-31 | 06090583 | 2019-07-31 | 06090583 | Bag Dumping Station 01 | INST
R | VJ-HE-PC02-02 |  | HEAT EXCHANGER | HEAT EXCHR | RSI | MEC | MEC |  | 2010011060 | JSWPL-VJN-RMH-RMG-BD2 | 2001 | B | 2001 | 2000 |  | 2019-04-01 | 2958465 |  |  | 001 | 001 |  |  | 2019-07-31 | 06090583 | 2019-07-31 | 06090583 | Bag Dumping Station 02 | INST
R | VJ-HE-PC03-02 |  | HEAT EXCHANGER | HEAT EXCHR | RSI | MEC | MEC |  | 2010011060 | JSWPL-VJN-RMH-RMG-BD3 | 2001 | B | 2001 | 2000 |  | 2019-04-01 | 2958465 |  |  | 001 | 001 |  |  | 2019-07-31 | 06090583 | 2019-07-31 | 06090583 | Bag Dumping Station 03 | INST
R | VJ-HE-PC04-02 |  | HEAT EXCHANGER | HEAT EXCHR | RSI | MEC | MEC |  | 2010011060 | JSWPL-VJN-RMH-RMG-BSM | 2001 | B | 2001 | 2000 |  | 2019-04-01 | 2958465 |  |  | 001 | 001 |  |  | 2019-07-31 | 06090583 | 2019-07-31 | 06090583 | Bag Slitting Machine | INST
R | VJ-HE-PC05-02 |  | HEAT EXCHANGER | HEAT EXCHR | RSI | MEC | MEC |  | 2010011060 | JSWPL-VJN-RMH-SIL | 2001 | B | 2001 | 2000 |  | 2019-04-01 | 2958465 |  |  | 001 | 001 |  |  | 2019-07-31 | 06090583 | 2019-07-31 | 06090583 | Silo section | INST
R | VJ-HE-PC06-02 |  | HEAT EXCHANGER | HEAT EXCHR | RSI | MEC | MEC |  | 2010011060 | JSWPL-VJN-RMH-SIL | 2001 | B | 2001 | 2000 |  | 2019-04-01 | 2958465 |  |  | 001 | 001 |  |  | 2019-07-31 | 06090583 | 2019-07-31 | 06090583 | Silo section | INST
R | VJ-HE-PC07-02 |  | HEAT EXCHANGER | HEAT EXCHR | RSI | MEC | MEC |  | 2010011060 | JSWPL-VJN-RMH-SIL | 2001 | B | 2001 | 2000 |  | 2019-04-01 | 2958465 |  |  | 001 | 001 |  |  | 2019-07-31 | 06090583 | 2019-07-31 | 06090583 | Silo section | INST
R | VJ-HE-PC08-02 |  | HEAT EXCHANGER | HEAT EXCHR | RSI | MEC | MEC |  | 2010011060 | JSWPL-VJN-RMH-SIL | 2001 | B | 2001 | 2000 |  | 2019-04-01 | 2958465 |  |  | 001 | 001 |  |  | 2019-07-31 | 06090583 | 2019-07-31 | 06090583 | Silo section | INST
R | VJ-HE-PC09-02 |  | HEAT EXCHANGER | HEAT EXCHR | PRP | MEC | MEC |  | 2010011060 | JSWPL-VJN-RMH-SIL | 2001 | B | 2001 | 2000 |  | 2019-04-01 | 2958465 |  |  | 001 | 001 |  |  | 2019-07-31 | 06090583 | 2019-07-31 | 06090583 | Silo section | INST
R | VJ-HE-PC10-02 |  | HEAT EXCHANGER | HEAT EXCHR | PRP | MEC | MEC |  | 2010011060 | JSWPL-VJN-RMH-SIL | 2001 | B | 2001 | 2000 |  | 2019-04-01 | 2958465 |  |  | 001 | 001 |  |  | 2019-07-31 | 06090583 | 2019-07-31 | 06090583 | Silo section | INST
W | VJ-HMI-01 |  | HMI FOR DCS | HMI | PRP | INS | INS |  | 2010011370 | JSWPL-VJN-PRC-DIS | 2001 | A | 2001 | 2000 |  | 2019-08-01 | 2958465 |  |  | 001 | 001 |  |  | 2023-03-20 | ACCPMSUP02 | 2023-03-20 | ACCPMSUP02 | Dispersion section | INST
W | VJ-HMI-02 |  | HMI FOR DCS | HMI | PRP | INS | INS |  | 2010011370 | JSWPL-VJN-PRC-DIS | 2001 | A | 2001 | 2000 |  | 2019-08-01 | 2958465 |  |  | 001 | 001 |  |  | 2023-03-20 | ACCPMSUP02 | 2023-03-20 | ACCPMSUP02 | Dispersion section | INST
W | VJ-HMI-03 |  | HMI FOR DCS | HMI | PRP | INS | INS |  | 2010011370 | JSWPL-VJN-PRC-DIS | 2001 | A | 2001 | 2000 |  | 2019-08-01 | 2958465 |  |  | 001 | 001 |  |  | 2023-03-20 | ACCPMSUP02 | 2023-03-20 | ACCPMSUP02 | Dispersion section | INST
W | VJ-HMI-04 |  | HMI FOR DCS | HMI | PRP | INS | INS |  | 2010011370 | JSWPL-VJN-PRC-DIS | 2001 | A | 2001 | 2000 |  | 2019-08-01 | 2958465 |  |  | 001 | 001 |  |  | 2023-03-20 | ACCPMSUP02 | 2023-03-20 | ACCPMSUP02 | Dispersion section | INST
W | VJ-HMI-05 |  | HMI FOR DCS | HMI | PRP | INS | INS |  | 2010011370 | JSWPL-VJN-PRC-DIS | 2001 | A | 2001 | 2000 |  | 2019-08-01 | 2958465 |  |  | 001 | 001 |  |  | 2023-03-20 | ACCPMSUP02 | 2023-03-20 | ACCPMSUP02 | Dispersion section | INST
W | VJ-HMI-06 |  | HMI FOR DCS | HMI | PRP | INS | INS |  | 2010011370 | JSWPL-VJN-PRC-DIS | 2001 | A | 2001 | 2000 |  | 2019-08-01 | 2958465 |  |  | 001 | 001 |  |  | 2023-03-20 | ACCPMSUP02 | 2023-03-20 | ACCPMSUP02 | Dispersion section | INST
W | VJ-HMI-07 |  | HMI FOR DCS | HMI | PRP | INS | INS |  | 2010011370 | JSWPL-VJN-PRC-DIS | 2001 | A | 2001 | 2000 |  | 2019-08-01 | 2958465 |  |  | 001 | 001 |  |  | 2023-03-20 | ACCPMSUP02 | 2023-03-20 | ACCPMSUP02 | Dispersion section | INST
R | VJ-HOPT-01 |  | MANUAL PALLET TRUCK (HOPT) - 1 |  | PRP | MEC | MEC |  | 2010011150 | JSWPL-VJN-MHE | 2001 | B | 2001 | 2000 |  | 2019-04-01 | 2958465 |  |  | 001 | 001 |  |  | 2019-07-31 | 06090583 | 2019-07-31 | 06090583 | Material Handling Equipment | INST
R | VJ-HOPT-02 |  | MANUAL PALLET TRUCK (HOPT) - 2 |  | PRP | MEC | MEC |  | 2010011150 | JSWPL-VJN-MHE | 2001 | B | 2001 | 2000 |  | 2019-04-01 | 2958465 |  |  | 001 | 001 |  |  | 2019-07-31 | 06090583 | 2019-07-31 | 06090583 | Material Handling Equipment | INST
R | VJ-HOPT-03 |  | MANUAL PALLET TRUCK (HOPT) - 3 |  | PRP | MEC | MEC |  | 2010011150 | JSWPL-VJN-MHE | 2001 | B | 2001 | 2000 |  | 2019-04-01 | 2958465 |  |  | 001 | 001 |  |  | 2019-07-31 | 06090583 | 2019-07-31 | 06090583 | Material Handling Equipment | INST
R | VJ-HOPT-04 |  | MANUAL PALLET TRUCK (HOPT) - 4 |  | PRP | MEC | MEC |  | 2010011150 | JSWPL-VJN-MHE | 2001 | B | 2001 | 2000 |  | 2019-04-01 | 2958465 |  |  | 001 | 001 |  |  | 2019-07-31 | 06090583 | 2019-07-31 | 06090583 | Material Handling Equipment | INST
R | VJ-HOPT-05 |  | MANUAL PALLET TRUCK (HOPT) - 5 |  | PRP | MEC | MEC |  | 2010011150 | JSWPL-VJN-MHE | 2001 | B | 2001 | 2000 |  | 2019-04-01 | 2958465 |  |  | 001 | 001 |  |  | 2019-07-31 | 06090583 | 2019-07-31 | 06090583 | Material Handling Equipment | INST
R | VJ-HOPT-06 |  | MANUAL PALLET TRUCK (HOPT) - 6 |  | PRP | MEC | MEC |  | 2010011150 | JSWPL-VJN-MHE | 2001 | B | 2001 | 2000 |  | 2019-04-01 | 2958465 |  |  | 001 | 001 |  |  | 2019-07-31 | 06090583 | 2019-07-31 | 06090583 | Material Handling Equipment | INST
R | VJ-HOPT-07 |  | MANUAL PALLET TRUCK (HOPT) - 7 |  | PRP | MEC | MEC |  | 2010011150 | JSWPL-VJN-MHE | 2001 | B | 2001 | 2000 |  | 2019-04-01 | 2958465 |  |  | 001 | 001 |  |  | 2019-07-31 | 06090583 | 2019-07-31 | 06090583 | Material Handling Equipment | INST
R | VJ-HOPT-08 |  | MANUAL PALLET TRUCK (HOPT) - 8 |  | PRP | MEC | MEC |  | 2010011150 | JSWPL-VJN-MHE | 2001 | B | 2001 | 2000 |  | 2019-04-01 | 2958465 |  |  | 001 | 001 |  |  | 2019-07-31 | 06090583 | 2019-07-31 | 06090583 | Material Handling Equipment | INST
R | VJ-HOPT-09 |  | MANUAL PALLET TRUCK (HOPT) - 9 |  | PRP | MEC | MEC |  | 2010011150 | JSWPL-VJN-MHE | 2001 | B | 2001 | 2000 |  | 2019-04-01 | 2958465 |  |  | 001 | 001 |  |  | 2019-07-31 | 06090583 | 2019-07-31 | 06090583 | Material Handling Equipment | INST
R | VJ-HOPT-10 |  | MANUAL PALLET TRUCK (HOPT) - 10 |  | PRP | MEC | MEC |  | 2010011150 | JSWPL-VJN-MHE | 2001 | B | 2001 | 2000 |  | 2019-04-01 | 2958465 |  |  | 001 | 001 |  |  | 2019-07-31 | 06090583 | 2019-07-31 | 06090583 | Material Handling Equipment | INST
R | VJ-HOPT-11 |  | MANUAL PALLET TRUCK (HOPT) - 11 |  | PRP | MEC | MEC |  | 2010011150 | JSWPL-VJN-MHE | 2001 | B | 2001 | 2000 |  | 2019-04-01 | 2958465 |  |  | 001 | 001 |  |  | 2019-07-31 | 06090583 | 2019-07-31 | 06090583 | Material Handling Equipment | INST
R | VJ-HOPT-12 |  | MANUAL PALLET TRUCK (HOPT) - 12 |  | PRP | MEC | MEC |  | 2010011150 | JSWPL-VJN-MHE | 2001 | B | 2001 | 2000 |  | 2019-04-01 | 2958465 |  |  | 001 | 001 |  |  | 2019-07-31 | 06090583 | 2019-07-31 | 06090583 | Material Handling Equipment | INST
N | VJ-HTPCC |  | HT PCC | PANEL | UTY | ELE | ELE |  | 2010011300 | JSWPL-VJN-UTL-PDS | 2001 | B | 2001 | 2000 |  | 2019-04-01 | 2958465 |  |  | 001 | 001 |  |  | 2019-07-31 | 06090583 | 2019-07-31 | 06090583 | Power Distribution System | INST
N | VJ-HVAC-01 |  | PANEL FOR HVAC CONTROL ROOM | PANEL | PRP | ELE | ELE |  | 2010011300 | JSWPL-VJN-UTL-PDS | 2001 | A | 2001 | 2000 |  | 2019-04-01 | 2958465 |  |  | 001 | 001 |  |  | 2019-07-31 | 06090583 | 2019-07-31 | 06090583 | Power Distribution System | INST
N | VJ-HVAC-02 |  | PANEL FOR HVAC VFD ROOM | PANEL | PRP | ELE | ELE |  | 2010011300 | JSWPL-VJN-UTL-PDS | 2001 | A | 2001 | 2000 |  | 2019-04-01 | 2958465 |  |  | 001 | 001 |  |  | 2019-07-31 | 06090583 | 2019-07-31 | 06090583 | Power Distribution System | INST
N | VJ-HVAC-03 |  | PANEL FOR HVAC DGLT ROOM | PANEL | PRP | ELE | ELE |  | 2010011300 | JSWPL-VJN-UTL-PDS | 2001 | A | 2001 | 2000 |  | 2019-04-01 | 2958465 |  |  | 001 | 001 |  |  | 2019-07-31 | 06090583 | 2019-07-31 | 06090583 | Power Distribution System | INST
R | VJ-HWCW-101 |  | HOTWELL COLD WELL | PUMP | PRP | MEC | MEC |  | 2010011220 | JSWPL-VJN-UTL-CHR | 2001 | B | 2001 | 2000 |  | 2019-04-01 | 2958465 |  |  | 001 | 001 |  |  | 2019-07-31 | 06090583 | 2019-07-31 | 06090583 | Chiller | INST
N | VJ-IMCC-03 |  | IMCC-3 FOR TANK YARD AREA | PANEL | TFM | ELE | ELE |  | 2010011070 | JSWPL-VJN-UTL-PDS | 2001 | B | 2001 | 2000 |  | 2019-04-01 | 2958465 |  |  | 001 | 001 |  |  | 2019-07-31 | 06090583 | 2019-07-31 | 06090583 | Power Distribution System | INST
N | VJ-IMCC-04 |  | IMCC-4 FOR MILL BASE TRANSFER PUMPS | PANEL | PRP | ELE | ELE |  | 2010011240 | JSWPL-VJN-UTL-PDS | 2001 | B | 2001 | 2000 |  | 2019-04-01 | 2958465 |  |  | 001 | 001 |  |  | 2019-07-31 | 06090583 | 2019-07-31 | 06090583 | Power Distribution System | INST
N | VJ-IMCC-05 |  | IMCC-5 FOR MINOR TANKS | PANEL | PRP | ELE | ELE |  | 2010011070 | JSWPL-VJN-UTL-PDS | 2001 | B | 2001 | 2000 |  | 2019-04-01 | 2958465 |  |  | 001 | 001 |  |  | 2019-07-31 | 06090583 | 2019-07-31 | 06090583 | Power Distribution System | INST
N | VJ-IMCC-06 |  | IMCC-6 AGITATORS FOR BLENDERS | PANEL | PRP | ELE | ELE |  | 2010011250 | JSWPL-VJN-UTL-PDS | 2001 | B | 2001 | 2000 |  | 2019-04-01 | 2958465 |  |  | 001 | 001 |  |  | 2019-07-31 | 06090583 | 2019-07-31 | 06090583 | Power Distribution System | INST
N | VJ-IMCC-07 |  | IMCC-7 AGITATORS FOR BLENDERS | PANEL | PRP | ELE | ELE |  | 2010011250 | JSWPL-VJN-UTL-PDS | 2001 | B | 2001 | 2000 |  | 2019-04-01 | 2958465 |  |  | 001 | 001 |  |  | 2019-07-31 | 06090583 | 2019-07-31 | 06090583 | Power Distribution System | INST
N | VJ-IMCC-08 |  | IMCC-8 AGITATORS FOR BLENDERS | PANEL | PRP | ELE | ELE |  | 2010011250 | JSWPL-VJN-UTL-PDS | 2001 | B | 2001 | 2000 |  | 2019-04-01 | 2958465 |  |  | 001 | 001 |  |  | 2019-07-31 | 06090583 | 2019-07-31 | 06090583 | Power Distribution System | INST
N | VJ-IMCC-09 |  | IMCC-9 FOR UTILITY-1 PROCESS AREA | PANEL | PRP | ELE | ELE |  | 2010011290 | JSWPL-VJN-UTL-PDS | 2001 | B | 2001 | 2000 |  | 2019-04-01 | 2958465 |  |  | 001 | 001 |  |  | 2019-07-31 | 06090583 | 2019-07-31 | 06090583 | Power Distribution System | INST
N | VJ-IMCC-10 |  | IMCC-10 FOR UTILITY-2 DGLT AREA | PANEL | PRP | ELE | ELE |  | 2010011290 | JSWPL-VJN-UTL-PDS | 2001 | B | 2001 | 2000 |  | 2019-04-01 | 2958465 |  |  | 001 | 001 |  |  | 2019-07-31 | 06090583 | 2019-07-31 | 06090583 | Power Distribution System | INST
W | VJ-IT-BMBAR-NWRCK |  | NETWORK RACK BOOM BARRIER | NETWRK SYS | UTY | INS | INS |  | 2010011360 | JSWPL-VJN-UTL | 2001 | C | 2001 | 2000 |  | 2019-08-01 | 2958465 |  |  | 001 | 001 |  |  | 2023-03-20 | ACCPMSUP02 | 2023-03-20 | ACCPMSUP02 | Utility section | INST
W | VJ-IT-CANT-NWRCK |  | NETWORK RACK CANTEEN | NETWRK SYS | UTY | INS | INS |  | 2010011360 | JSWPL-VJN-UTL | 2001 | C | 2001 | 2000 |  | 2019-08-01 | 2958465 |  |  | 001 | 001 |  |  | 2023-03-20 | ACCPMSUP02 | 2023-03-20 | ACCPMSUP02 | Utility section | INST
W | VJ-IT-DAT-SERRCK |  | SERVER RACK DATA | NETWRK SYS | UTY | INS | INS |  | 2010011360 | JSWPL-VJN-UTL | 2001 | C | 2001 | 2000 |  | 2019-08-01 | 2958465 |  |  | 001 | 001 |  |  | 2023-03-20 | ACCPMSUP02 | 2023-03-20 | ACCPMSUP02 | Utility section | INST
W | VJ-IT-DEV-NWRCK |  | NETWORK RACK DEVREE | NETWRK SYS | UTY | INS | INS |  | 2010011360 | JSWPL-VJN-UTL | 2001 | C | 2001 | 2000 |  | 2019-08-01 | 2958465 |  |  | 001 | 001 |  |  | 2023-03-20 | ACCPMSUP02 | 2023-03-20 | ACCPMSUP02 | Utility section | INST
W | VJ-IT-ETP-NWRCK |  | NETWORK RACK ETP | NETWRK SYS | UTY | INS | INS |  | 2010011360 | JSWPL-VJN-UTL | 2001 | C | 2001 | 2000 |  | 2019-08-01 | 2958465 |  |  | 001 | 001 |  |  | 2023-03-20 | ACCPMSUP02 | 2023-03-20 | ACCPMSUP02 | Utility section | INST
W | VJ-IT-FG-NWRCK |  | NETWORK RACK FG | NETWRK SYS | UTY | INS | INS |  | 2010011360 | JSWPL-VJN-UTL | 2001 | C | 2001 | 2000 |  | 2019-08-01 | 2958465 |  |  | 001 | 001 |  |  | 2023-03-20 | ACCPMSUP02 | 2023-03-20 | ACCPMSUP02 | Utility section | INST
W | VJ-IT-MGATE-NWRCK |  | NETWORK RACK MAINGATE | NETWRK SYS | UTY | INS | INS |  | 2010011360 | JSWPL-VJN-UTL | 2001 | C | 2001 | 2000 |  | 2019-08-01 | 2958465 |  |  | 001 | 001 |  |  | 2023-03-20 | ACCPMSUP02 | 2023-03-20 | ACCPMSUP02 | Utility section | INST
W | VJ-IT-PKG-NWRCK |  | NETWORK RACK PACKING OFFICE | NETWRK SYS | UTY | INS | INS |  | 2010011360 | JSWPL-VJN-UTL | 2001 | C | 2001 | 2000 |  | 2019-08-01 | 2958465 |  |  | 001 | 001 |  |  | 2023-03-20 | ACCPMSUP02 | 2023-03-20 | ACCPMSUP02 | Utility section | INST
W | VJ-IT-PMG-NWRCK |  | NETWORK RACK PMG | NETWRK SYS | UTY | INS | INS |  | 2010011360 | JSWPL-VJN-UTL | 2001 | C | 2001 | 2000 |  | 2019-08-01 | 2958465 |  |  | 001 | 001 |  |  | 2023-03-20 | ACCPMSUP02 | 2023-03-20 | ACCPMSUP02 | Utility section | INST
W | VJ-IT-QA-NWRCK |  | NETWORK RACK QA | NETWRK SYS | UTY | INS | INS |  | 2010011360 | JSWPL-VJN-UTL | 2001 | C | 2001 | 2000 |  | 2019-08-01 | 2958465 |  |  | 001 | 001 |  |  | 2023-03-20 | ACCPMSUP02 | 2023-03-20 | ACCPMSUP02 | Utility section | INST
W | VJ-IT-QAL-NWRCK |  | NETWORK RACK QA LAB | NETWRK SYS | UTY | INS | INS |  | 2010011360 | JSWPL-VJN-UTL | 2001 | C | 2001 | 2000 |  | 2019-08-01 | 2958465 |  |  | 001 | 001 |  |  | 2023-03-20 | ACCPMSUP02 | 2023-03-20 | ACCPMSUP02 | Utility section | INST
W | VJ-IT-RMG-NWRCK |  | NETWORK RACK RMG | NETWRK SYS | UTY | INS | INS |  | 2010011360 | JSWPL-VJN-UTL | 2001 | C | 2001 | 2000 |  | 2019-08-01 | 2958465 |  |  | 001 | 001 |  |  | 2023-03-20 | ACCPMSUP02 | 2023-03-20 | ACCPMSUP02 | Utility section | INST
W | VJ-IT-VOC-SERRCK |  | SERVER RACK VOICE | NETWRK SYS | UTY | INS | INS |  | 2010011360 | JSWPL-VJN-UTL | 2001 | C | 2001 | 2000 |  | 2019-08-01 | 2958465 |  |  | 001 | 001 |  |  | 2023-03-20 | ACCPMSUP02 | 2023-03-20 | ACCPMSUP02 | Utility section | INST
W | VJ-IT-WKTGT-NWRCK |  | NETWORK RACK WIKET GATE | NETWRK SYS | UTY | INS | INS |  | 2010011360 | JSWPL-VJN-UTL | 2001 | C | 2001 | 2000 |  | 2019-08-01 | 2958465 |  |  | 001 | 001 |  |  | 2023-03-20 | ACCPMSUP02 | 2023-03-20 | ACCPMSUP02 | Utility section | INST
W | VJ-IT-WORSH-NWRCK |  | NETWORK RACK WORKSHOP | NETWRK SYS | UTY | INS | INS |  | 2010011360 | JSWPL-VJN-UTL | 2001 | C | 2001 | 2000 |  | 2019-08-01 | 2958465 |  |  | 001 | 001 |  |  | 2023-03-20 | ACCPMSUP02 | 2023-03-20 | ACCPMSUP02 | Utility section | INST
W | VJ-IUS-PPFF-RIO-1 |  | FIRST FLOOR RIO-IUS | RIO | PRP | INS | INS |  | 2010011370 | JSWPL-VJN-PRC | 2001 | A | 2001 | 2000 |  | 2019-06-01 | 2958465 |  |  | 001 | 001 |  |  | 2020-06-17 | 06090583 | 2020-06-17 | 06090583 | Processing Block | INST
W | VJ-IUS-PPFF-RIO-2 |  | FIRST FLOOR RIO-IUS | RIO | PRP | INS | INS |  | 2010011370 | JSWPL-VJN-PRC | 2001 | A | 2001 | 2000 |  | 2019-06-01 | 2958465 |  |  | 001 | 001 |  |  | 2020-06-17 | 06090583 | 2020-06-17 | 06090583 | Processing Block | INST
W | VJ-IUS-PPFF-RIO-3 |  | FIRST FLOOR RIO-IUS | RIO | PRP | INS | INS |  | 2010011370 | JSWPL-VJN-PRC | 2001 | A | 2001 | 2000 |  | 2019-06-01 | 2958465 |  |  | 001 | 001 |  |  | 2020-06-17 | 06090583 | 2020-06-17 | 06090583 | Processing Block | INST
W | VJ-IUS-PPFF-RIO-4 |  | FIRST FLOOR RIO-IUS | RIO | PRP | INS | INS |  | 2010011370 | JSWPL-VJN-PRC | 2001 | A | 2001 | 2000 |  | 2019-06-01 | 2958465 |  |  | 001 | 001 |  |  | 2020-06-17 | 06090583 | 2020-06-17 | 06090583 | Processing Block | INST
W | VJ-IUS-PPGF-RIO-1 |  | GROUND FLOOR RIO-IUS | RIO | PRP | INS | INS |  | 2010011370 | JSWPL-VJN-PRC | 2001 | A | 2001 | 2000 |  | 2019-06-01 | 2958465 |  |  | 001 | 001 |  |  | 2020-06-17 | 06090583 | 2020-06-17 | 06090583 | Processing Block | INST
W | VJ-IUS-PPGF-RIO-2 |  | GROUND FLOOR RIO-IUS | RIO | PRP | INS | INS |  | 2010011370 | JSWPL-VJN-PRC | 2001 | A | 2001 | 2000 |  | 2019-06-01 | 2958465 |  |  | 001 | 001 |  |  | 2020-06-17 | 06090583 | 2020-06-17 | 06090583 | Processing Block | INST
W | VJ-IUS-PPGF-RIO-3 |  | GROUND FLOOR RIO-IUS | RIO | PRP | INS | INS |  | 2010011370 | JSWPL-VJN-PRC | 2001 | A | 2001 | 2000 |  | 2019-06-01 | 2958465 |  |  | 001 | 001 |  |  | 2020-06-17 | 06090583 | 2020-06-17 | 06090583 | Processing Block | INST
W | VJ-JSW-PPFF-RIO-1 |  | FIRST FLOOR RIO-JSW | RIO | PRP | INS | INS |  | 2010011370 | JSWPL-VJN-PRC | 2001 | A | 2001 | 2000 |  | 2019-06-01 | 2958465 |  |  | 001 | 001 |  |  | 2020-06-17 | 06090583 | 2020-06-17 | 06090583 | Processing Block | INST
W | VJ-JSW-PPFF-RIO-2 |  | FIRST FLOOR RIO-JSW | RIO | PRP | INS | INS |  | 2010011370 | JSWPL-VJN-PRC | 2001 | A | 2001 | 2000 |  | 2019-06-01 | 2958465 |  |  | 001 | 001 |  |  | 2020-06-17 | 06090583 | 2020-06-17 | 06090583 | Processing Block | INST
W | VJ-JSW-PPFF-RIO-3 |  | FIRST FLOOR RIO-JSW | RIO | PRP | INS | INS |  | 2010011370 | JSWPL-VJN-PRC | 2001 | A | 2001 | 2000 |  | 2019-06-01 | 2958465 |  |  | 001 | 001 |  |  | 2020-06-17 | 06090583 | 2020-06-17 | 06090583 | Processing Block | INST
W | VJ-JSW-PPFF-RIO-4 |  | FIRST FLOOR RIO-JSW | RIO | PRP | INS | INS |  | 2010011370 | JSWPL-VJN-PRC | 2001 | A | 2001 | 2000 |  | 2019-06-01 | 2958465 |  |  | 001 | 001 |  |  | 2020-06-17 | 06090583 | 2020-06-17 | 06090583 | Processing Block | INST
W | VJ-JSW-PPFF-RIO-5 |  | FIRST FLOOR RIO-JSW | RIO | PRP | INS | INS |  | 2010011370 | JSWPL-VJN-PRC | 2001 | A | 2001 | 2000 |  | 2019-06-01 | 2958465 |  |  | 001 | 001 |  |  | 2020-06-17 | 06090583 | 2020-06-17 | 06090583 | Processing Block | INST
W | VJ-JSW-PPFF-RIO-6 |  | FIRST FLOOR RIO-JSW | RIO | PRP | INS | INS |  | 2010011370 | JSWPL-VJN-PRC | 2001 | A | 2001 | 2000 |  | 2019-06-01 | 2958465 |  |  | 001 | 001 |  |  | 2020-06-17 | 06090583 | 2020-06-17 | 06090583 | Processing Block | INST
W | VJ-JSW-PPFF-RIO-7 |  | FIRST FLOOR RIO-JSW | RIO | PRP | INS | INS |  | 2010011370 | JSWPL-VJN-PRC | 2001 | A | 2001 | 2000 |  | 2019-06-01 | 2958465 |  |  | 001 | 001 |  |  | 2020-06-17 | 06090583 | 2020-06-17 | 06090583 | Processing Block | INST
W | VJ-JSW-PPGF-RIO-1 |  | GROUND FLOOR RIO-JSW | RIO | PRP | INS | INS |  | 2010011370 | JSWPL-VJN-PRC | 2001 | A | 2001 | 2000 |  | 2019-06-01 | 2958465 |  |  | 001 | 001 |  |  | 2020-06-17 | 06090583 | 2020-06-17 | 06090583 | Processing Block | INST
W | VJ-JSW-PPGF-RIO-2 |  | GROUND FLOOR RIO-JSW | RIO | PRP | INS | INS |  | 2010011370 | JSWPL-VJN-PRC | 2001 | A | 2001 | 2000 |  | 2019-06-01 | 2958465 |  |  | 001 | 001 |  |  | 2020-06-17 | 06090583 | 2020-06-17 | 06090583 | Processing Block | INST
W | VJ-JSW-PPGF-RIO-3 |  | GROUND FLOOR RIO-JSW | RIO | PRP | INS | INS |  | 2010011370 | JSWPL-VJN-PRC | 2001 | A | 2001 | 2000 |  | 2019-06-01 | 2958465 |  |  | 001 | 001 |  |  | 2020-06-17 | 06090583 | 2020-06-17 | 06090583 | Processing Block | INST
W | VJ-JSW-PPSF-RIO-1 |  | SECOND FLOOR RIO-JSW | RIO | PRP | INS | INS |  | 2010011370 | JSWPL-VJN-PRC | 2001 | A | 2001 | 2000 |  | 2019-06-01 | 2958465 |  |  | 001 | 001 |  |  | 2020-06-17 | 06090583 | 2020-06-17 | 06090583 | Processing Block | INST
W | VJ-JSW-PPSF-RIO-10 |  | SECOND FLOOR RIO-JSW | RIO | PRP | INS | INS |  | 2010011370 | JSWPL-VJN-PRC | 2001 | A | 2001 | 2000 |  | 2019-06-01 | 2958465 |  |  | 001 | 001 |  |  | 2020-06-17 | 06090583 | 2020-06-17 | 06090583 | Processing Block | INST
W | VJ-JSW-PPSF-RIO-11 |  | SECOND FLOOR RIO-JSW | RIO | PRP | INS | INS |  | 2010011370 | JSWPL-VJN-PRC | 2001 | A | 2001 | 2000 |  | 2019-06-01 | 2958465 |  |  | 001 | 001 |  |  | 2020-06-17 | 06090583 | 2020-06-17 | 06090583 | Processing Block | INST
W | VJ-JSW-PPSF-RIO-12 |  | SECOND FLOOR RIO-JSW | RIO | PRP | INS | INS |  | 2010011370 | JSWPL-VJN-PRC | 2001 | A | 2001 | 2000 |  | 2019-06-01 | 2958465 |  |  | 001 | 001 |  |  | 2020-06-17 | 06090583 | 2020-06-17 | 06090583 | Processing Block | INST
W | VJ-JSW-PPSF-RIO-2 |  | SECOND FLOOR RIO-JSW | RIO | PRP | INS | INS |  | 2010011370 | JSWPL-VJN-PRC | 2001 | A | 2001 | 2000 |  | 2019-06-01 | 2958465 |  |  | 001 | 001 |  |  | 2020-06-17 | 06090583 | 2020-06-17 | 06090583 | Processing Block | INST
W | VJ-JSW-PPSF-RIO-3 |  | SECOND FLOOR RIO-JSW | RIO | PRP | INS | INS |  | 2010011370 | JSWPL-VJN-PRC | 2001 | A | 2001 | 2000 |  | 2019-06-01 | 2958465 |  |  | 001 | 001 |  |  | 2020-06-17 | 06090583 | 2020-06-17 | 06090583 | Processing Block | INST
W | VJ-JSW-PPSF-RIO-4 |  | SECOND FLOOR RIO-JSW | RIO | PRP | INS | INS |  | 2010011370 | JSWPL-VJN-PRC | 2001 | A | 2001 | 2000 |  | 2019-06-01 | 2958465 |  |  | 001 | 001 |  |  | 2020-06-17 | 06090583 | 2020-06-17 | 06090583 | Processing Block | INST
W | VJ-JSW-PPSF-RIO-5 |  | SECOND FLOOR RIO-JSW | RIO | PRP | INS | INS |  | 2010011370 | JSWPL-VJN-PRC | 2001 | A | 2001 | 2000 |  | 2019-06-01 | 2958465 |  |  | 001 | 001 |  |  | 2020-06-17 | 06090583 | 2020-06-17 | 06090583 | Processing Block | INST
W | VJ-JSW-PPSF-RIO-6 |  | SECOND FLOOR RIO-JSW | RIO | PRP | INS | INS |  | 2010011370 | JSWPL-VJN-PRC | 2001 | A | 2001 | 2000 |  | 2019-06-01 | 2958465 |  |  | 001 | 001 |  |  | 2020-06-17 | 06090583 | 2020-06-17 | 06090583 | Processing Block | INST
W | VJ-JSW-PPSF-RIO-7 |  | SECOND FLOOR RIO-JSW | RIO | PRP | INS | INS |  | 2010011370 | JSWPL-VJN-PRC | 2001 | A | 2001 | 2000 |  | 2019-06-01 | 2958465 |  |  | 001 | 001 |  |  | 2020-06-17 | 06090583 | 2020-06-17 | 06090583 | Processing Block | INST
W | VJ-JSW-PPSF-RIO-8 |  | SECOND FLOOR RIO-JSW | RIO | PRP | INS | INS |  | 2010011370 | JSWPL-VJN-PRC | 2001 | A | 2001 | 2000 |  | 2019-06-01 | 2958465 |  |  | 001 | 001 |  |  | 2020-06-17 | 06090583 | 2020-06-17 | 06090583 | Processing Block | INST
W | VJ-JSW-PPSF-RIO-9 |  | SECOND FLOOR RIO-JSW | RIO | PRP | INS | INS |  | 2010011370 | JSWPL-VJN-PRC | 2001 | A | 2001 | 2000 |  | 2019-06-01 | 2958465 |  |  | 001 | 001 |  |  | 2020-06-17 | 06090583 | 2020-06-17 | 06090583 | Processing Block | INST
W | VJ-JSW-TFGF-RIO-1 |  | TANKFARM RIO-JSW | RIO | TFM | INS | INS |  | 2010011370 | JSWPL-VJN-RMH-TNK | 2001 | A | 2001 | 2000 |  | 2019-06-01 | 2958465 |  |  | 001 | 001 |  |  | 2020-06-17 | 06090583 | 2020-06-17 | 06090583 | Tank Farm | INST
W | VJ-JSW-TFGF-RIO-2 |  | TANKFARM RIO-JSW | RIO | TFM | INS | INS |  | 2010011370 | JSWPL-VJN-RMH-TNK | 2001 | A | 2001 | 2000 |  | 2019-06-01 | 2958465 |  |  | 001 | 001 |  |  | 2020-06-17 | 06090583 | 2020-06-17 | 06090583 | Tank Farm | INST
W | VJ-JSW-TFGF-RIO-3 |  | TANKFARM RIO-JSW | RIO | TFM | INS | INS |  | 2010011370 | JSWPL-VJN-RMH-TNK | 2001 | A | 2001 | 2000 |  | 2019-06-01 | 2958465 |  |  | 001 | 001 |  |  | 2020-06-17 | 06090583 | 2020-06-17 | 06090583 | Tank Farm | INST
W | VJ-JSW-TFGF-RIO-4 |  | TANKFARM RIO-JSW | RIO | TFM | INS | INS |  | 2010011370 | JSWPL-VJN-RMH-TNK | 2001 | A | 2001 | 2000 |  | 2019-06-01 | 2958465 |  |  | 001 | 001 |  |  | 2020-06-17 | 06090583 | 2020-06-17 | 06090583 | Tank Farm | INST
W | VJ-JSW-TFGF-RIO-5 |  | TANKFARM RIO-JSW | RIO | TFM | INS | INS |  | 2010011370 | JSWPL-VJN-RMH-TNK | 2001 | A | 2001 | 2000 |  | 2019-06-01 | 2958465 |  |  | 001 | 001 |  |  | 2020-06-17 | 06090583 | 2020-06-17 | 06090583 | Tank Farm | INST
W | VJ-JSW-TFGF-RIO-6 |  | TANKFARM RIO-JSW | RIO | TFM | INS | INS |  | 2010011370 | JSWPL-VJN-RMH-TNK | 2001 | A | 2001 | 2000 |  | 2019-06-01 | 2958465 |  |  | 001 | 001 |  |  | 2020-06-17 | 06090583 | 2020-06-17 | 06090583 | Tank Farm | INST
W | VJ-JSW-UAGF-RIO-1 |  | UTILITY RIO | RIO | UTY | INS | INS |  | 2010011370 | JSWPL-VJN-UTL | 2001 | A | 2001 | 2000 |  | 2019-06-01 | 2958465 |  |  | 001 | 001 |  |  | 2020-06-17 | 06090583 | 2020-06-17 | 06090583 | Utility section | INST
W | VJ-KC-F-B-01-01 |  | FILTER OF B-01 | FILTER | PRP | INS | INS |  | 2010011370 | JSWPL-VJN-PRC-DIS | 2001 | A | 2001 | 2000 |  | 2019-06-01 | 2958465 |  |  | 001 | 001 |  |  | 2020-06-17 | 06090583 | 2020-06-17 | 06090583 | Dispersion section | DLFL INST
W | VJ-KC-F-B-02-01 |  | FILTER OF B-02 | FILTER | PRP | INS | INS |  | 2010011370 | JSWPL-VJN-PRC-DIS | 2001 | A | 2001 | 2000 |  | 2019-06-01 | 2958465 |  |  | 001 | 001 |  |  | 2020-06-17 | 06090583 | 2020-06-17 | 06090583 | Dispersion section | DLFL INST
W | VJ-KC-F-B-03-01 |  | FILTER OF B-03 | FILTER | PRP | INS | INS |  | 2010011370 | JSWPL-VJN-PRC-DIS | 2001 | A | 2001 | 2000 |  | 2019-06-01 | 2958465 |  |  | 001 | 001 |  |  | 2020-06-17 | 06090583 | 2020-06-17 | 06090583 | Dispersion section | DLFL INST
W | VJ-KC-F-B-04-01 |  | FILTER OF B-04 | FILTER | PRP | INS | INS |  | 2010011370 | JSWPL-VJN-PRC-DIS | 2001 | A | 2001 | 2000 |  | 2019-06-01 | 2958465 |  |  | 001 | 001 |  |  | 2020-06-17 | 06090583 | 2020-06-17 | 06090583 | Dispersion section | DLFL INST
W | VJ-KC-F-B-05-01 |  | FILTER OF B-05 | FILTER | PRP | INS | INS |  | 2010011370 | JSWPL-VJN-PRC-DIS | 2001 | A | 2001 | 2000 |  | 2019-06-01 | 2958465 |  |  | 001 | 001 |  |  | 2020-06-17 | 06090583 | 2020-06-17 | 06090583 | Dispersion section | DLFL INST
W | VJ-KC-F-B-06-01 |  | FILTER OF B-06 | FILTER | PRP | INS | INS |  | 2010011370 | JSWPL-VJN-PRC-DIS | 2001 | A | 2001 | 2000 |  | 2019-06-01 | 2958465 |  |  | 001 | 001 |  |  | 2020-06-17 | 06090583 | 2020-06-17 | 06090583 | Dispersion section | DLFL INST
W | VJ-KC-F-B01-01 |  | FILTER OF B-01 | FILTER | PRP | INS | INS |  | 2010011370 | JSWPL-VJN-PRC-DIS | 2001 | A | 2001 | 2000 |  | 2019-08-01 | 2958465 |  |  | 001 | 001 |  |  | 2023-03-20 | ACCPMSUP02 | 2023-03-20 | ACCPMSUP02 | Dispersion section | INST
W | VJ-KC-F-B02-01 |  | FILTER OF B-02 | FILTER | PRP | INS | INS |  | 2010011370 | JSWPL-VJN-PRC-DIS | 2001 | A | 2001 | 2000 |  | 2019-08-01 | 2958465 |  |  | 001 | 001 |  |  | 2023-03-20 | ACCPMSUP02 | 2023-03-20 | ACCPMSUP02 | Dispersion section | INST
W | VJ-KC-F-B03-01 |  | FILTER OF B-03 | FILTER | PRP | INS | INS |  | 2010011370 | JSWPL-VJN-PRC-DIS | 2001 | A | 2001 | 2000 |  | 2019-08-01 | 2958465 |  |  | 001 | 001 |  |  | 2023-03-20 | ACCPMSUP02 | 2023-03-20 | ACCPMSUP02 | Dispersion section | INST
W | VJ-KC-F-B04-01 |  | FILTER OF B-04 | FILTER | PRP | INS | INS |  | 2010011370 | JSWPL-VJN-PRC-DIS | 2001 | A | 2001 | 2000 |  | 2019-08-01 | 2958465 |  |  | 001 | 001 |  |  | 2023-03-20 | ACCPMSUP02 | 2023-03-20 | ACCPMSUP02 | Dispersion section | INST
W | VJ-KC-F-B05-01 |  | FILTER OF B-05 | FILTER | PRP | INS | INS |  | 2010011370 | JSWPL-VJN-PRC-DIS | 2001 | A | 2001 | 2000 |  | 2019-08-01 | 2958465 |  |  | 001 | 001 |  |  | 2023-03-20 | ACCPMSUP02 | 2023-03-20 | ACCPMSUP02 | Dispersion section | INST
W | VJ-KC-F-B06-01 |  | FILTER OF B-06 | FILTER | PRP | INS | INS |  | 2010011370 | JSWPL-VJN-PRC-DIS | 2001 | A | 2001 | 2000 |  | 2019-08-01 | 2958465 |  |  | 001 | 001 |  |  | 2023-03-20 | ACCPMSUP02 | 2023-03-20 | ACCPMSUP02 | Dispersion section | INST
W | VJ-KC-F-BDS01-01 |  | BAG FILTER OF BDS01 | BAGFILTER | RSI | INS | INS |  | 2010011310 | JSWPL-VJN-RMH | 2001 | A | 2001 | 2000 |  | 2019-08-01 | 2958465 |  |  | 001 | 001 |  |  | 2023-03-20 | ACCPMSUP02 | 2023-03-20 | ACCPMSUP02 | RM Handling | INST
W | VJ-KC-F-BDS01-03 |  | BAG FILTER OF BDS01 | BAGFILTER | RSI | INS | INS |  | 2010011310 | JSWPL-VJN-RMH | 2001 | A | 2001 | 2000 |  | 2019-08-01 | 2958465 |  |  | 001 | 001 |  |  | 2023-03-20 | ACCPMSUP02 | 2023-03-20 | ACCPMSUP02 | RM Handling | INST
W | VJ-KC-F-BDS02-01 |  | BAG FILTER OF BDS02 | BAGFILTER | RSI | INS | INS |  | 2010011310 | JSWPL-VJN-RMH | 2001 | A | 2001 | 2000 |  | 2019-08-01 | 2958465 |  |  | 001 | 001 |  |  | 2023-03-20 | ACCPMSUP02 | 2023-03-20 | ACCPMSUP02 | RM Handling | INST
W | VJ-KC-F-BDS02-03 |  | BAG FILTER OF BDS02 | BAGFILTER | RSI | INS | INS |  | 2010011310 | JSWPL-VJN-RMH | 2001 | A | 2001 | 2000 |  | 2019-08-01 | 2958465 |  |  | 001 | 001 |  |  | 2023-03-20 | ACCPMSUP02 | 2023-03-20 | ACCPMSUP02 | RM Handling | INST
W | VJ-KC-F-BDS03-01 |  | BAG FILTER OF BDS03 | BAGFILTER | RSI | INS | INS |  | 2010011310 | JSWPL-VJN-RMH | 2001 | A | 2001 | 2000 |  | 2019-08-01 | 2958465 |  |  | 001 | 001 |  |  | 2023-03-20 | ACCPMSUP02 | 2023-03-20 | ACCPMSUP02 | RM Handling | INST
W | VJ-KC-F-BDS03-03 |  | BAG FILTER OF BDS03 | BAGFILTER | RSI | INS | INS |  | 2010011310 | JSWPL-VJN-RMH | 2001 | A | 2001 | 2000 |  | 2019-08-01 | 2958465 |  |  | 001 | 001 |  |  | 2023-03-20 | ACCPMSUP02 | 2023-03-20 | ACCPMSUP02 | RM Handling | INST
W | VJ-KC-F-BSM01-01 |  | BAG FILTER OF BSM01 | BAGFILTER | RSI | INS | INS |  | 2010011310 | JSWPL-VJN-RMH | 2001 | B | 2001 | 2000 |  | 2019-08-01 | 2958465 |  |  | 001 | 001 |  |  | 2023-03-20 | ACCPMSUP02 | 2023-03-20 | ACCPMSUP02 | RM Handling | INST
W | VJ-KC-F-BSM01-02 |  | BAG FILTER OF BSM01 | BAGFILTER | RSI | INS | INS |  | 2010011310 | JSWPL-VJN-RMH | 2001 | A | 2001 | 2000 |  | 2019-08-01 | 2958465 |  |  | 001 | 001 |  |  | 2023-03-20 | ACCPMSUP02 | 2023-03-20 | ACCPMSUP02 | RM Handling | INST
W | VJ-KC-F-PH-01-01 |  | FILTER OF PH-01 | FILTER | PRP | INS | INS |  | 2010011370 | JSWPL-VJN-PRC-DIS | 2001 | A | 2001 | 2000 |  | 2019-06-01 | 2958465 |  |  | 001 | 001 |  |  | 2020-06-17 | 06090583 | 2020-06-17 | 06090583 | Dispersion section | DLFL INST
W | VJ-KC-F-PH-02-01 |  | FILTER OF PH-02 | FILTER | PRP | INS | INS |  | 2010011370 | JSWPL-VJN-PRC-DIS | 2001 | A | 2001 | 2000 |  | 2019-06-01 | 2958465 |  |  | 001 | 001 |  |  | 2020-06-17 | 06090583 | 2020-06-17 | 06090583 | Dispersion section | DLFL INST
W | VJ-KC-F-PH-03-01 |  | FILTER OF PH-03 | FILTER | PRP | INS | INS |  | 2010011370 | JSWPL-VJN-PRC-DIS | 2001 | A | 2001 | 2000 |  | 2019-06-01 | 2958465 |  |  | 001 | 001 |  |  | 2020-06-17 | 06090583 | 2020-06-17 | 06090583 | Dispersion section | DLFL INST
W | VJ-KC-F-PH-04-01 |  | FILTER OF PH-04 | FILTER | PRP | INS | INS |  | 2010011370 | JSWPL-VJN-PRC-DIS | 2001 | A | 2001 | 2000 |  | 2019-06-01 | 2958465 |  |  | 001 | 001 |  |  | 2020-06-17 | 06090583 | 2020-06-17 | 06090583 | Dispersion section | DLFL INST
W | VJ-KC-F-PH-05-01 |  | FILTER OF PH-05 | FILTER | PRP | INS | INS |  | 2010011370 | JSWPL-VJN-PRC-DIS | 2001 | A | 2001 | 2000 |  | 2019-06-01 | 2958465 |  |  | 001 | 001 |  |  | 2020-06-17 | 06090583 | 2020-06-17 | 06090583 | Dispersion section | DLFL INST
W | VJ-KC-F-PH-06-01 |  | FILTER OF PH-06 | FILTER | PRP | INS | INS |  | 2010011370 | JSWPL-VJN-PRC-DIS | 2001 | A | 2001 | 2000 |  | 2019-06-01 | 2958465 |  |  | 001 | 001 |  |  | 2020-06-17 | 06090583 | 2020-06-17 | 06090583 | Dispersion section | DLFL INST
W | VJ-KC-F-PH-07-01 |  | FILTER OF PH-07 | FILTER | PRP | INS | INS |  | 2010011370 | JSWPL-VJN-PRC-DIS | 2001 | A | 2001 | 2000 |  | 2019-06-01 | 2958465 |  |  | 001 | 001 |  |  | 2020-06-17 | 06090583 | 2020-06-17 | 06090583 | Dispersion section | DLFL INST
W | VJ-KC-F-PH-08-01 |  | FILTER OF PH-08 | FILTER | PRP | INS | INS |  | 2010011370 | JSWPL-VJN-PRC-DIS | 2001 | A | 2001 | 2000 |  | 2019-06-01 | 2958465 |  |  | 001 | 001 |  |  | 2020-06-17 | 06090583 | 2020-06-17 | 06090583 | Dispersion section | DLFL INST
W | VJ-KC-F-PH-09-01 |  | FILTER OF PH-09 | FILTER | PRP | INS | INS |  | 2010011370 | JSWPL-VJN-PRC-DIS | 2001 | A | 2001 | 2000 |  | 2019-06-01 | 2958465 |  |  | 001 | 001 |  |  | 2020-06-17 | 06090583 | 2020-06-17 | 06090583 | Dispersion section | DLFL INST
W | VJ-KC-F-PH-10-01 |  | FILTER OF PH-10 | FILTER | PRP | INS | INS |  | 2010011370 | JSWPL-VJN-PRC-DIS | 2001 | A | 2001 | 2000 |  | 2019-06-01 | 2958465 |  |  | 001 | 001 |  |  | 2020-06-17 | 06090583 | 2020-06-17 | 06090583 | Dispersion section | DLFL INST
W | VJ-KC-F-PH-11-01 |  | FILTER OF PH-11 | FILTER | PRP | INS | INS |  | 2010011370 | JSWPL-VJN-PRC-DIS | 2001 | A | 2001 | 2000 |  | 2019-06-01 | 2958465 |  |  | 001 | 001 |  |  | 2020-06-17 | 06090583 | 2020-06-17 | 06090583 | Dispersion section | DLFL INST
W | VJ-KC-F-PH-12-01 |  | FILTER OF PH-12 | FILTER | PRP | INS | INS |  | 2010011370 | JSWPL-VJN-PRC-DIS | 2001 | A | 2001 | 2000 |  | 2019-06-01 | 2958465 |  |  | 001 | 001 |  |  | 2020-06-17 | 06090583 | 2020-06-17 | 06090583 | Dispersion section | DLFL INST
W | VJ-KC-F-PH-13-01 |  | FILTER OF PH-13 | FILTER | PRP | INS | INS |  | 2010011370 | JSWPL-VJN-PRC-DIS | 2001 | A | 2001 | 2000 |  | 2019-06-01 | 2958465 |  |  | 001 | 001 |  |  | 2020-06-17 | 06090583 | 2020-06-17 | 06090583 | Dispersion section | DLFL INST
W | VJ-KC-F-PH01-01 |  | FILTER OF PH-01 | FILTER | PRP | INS | INS |  | 2010011370 | JSWPL-VJN-PRC-DIS | 2001 | A | 2001 | 2000 |  | 2019-08-01 | 2958465 |  |  | 001 | 001 |  |  | 2023-03-20 | ACCPMSUP02 | 2023-03-20 | ACCPMSUP02 | Dispersion section | INST
W | VJ-KC-F-PH02-01 |  | FILTER OF PH-02 | FILTER | PRP | INS | INS |  | 2010011370 | JSWPL-VJN-PRC-DIS | 2001 | A | 2001 | 2000 |  | 2019-08-01 | 2958465 |  |  | 001 | 001 |  |  | 2023-03-20 | ACCPMSUP02 | 2023-03-20 | ACCPMSUP02 | Dispersion section | INST
W | VJ-KC-F-PH03-01 |  | FILTER OF PH-03 | FILTER | PRP | INS | INS |  | 2010011370 | JSWPL-VJN-PRC-DIS | 2001 | A | 2001 | 2000 |  | 2019-08-01 | 2958465 |  |  | 001 | 001 |  |  | 2023-03-20 | ACCPMSUP02 | 2023-03-20 | ACCPMSUP02 | Dispersion section | INST
W | VJ-KC-F-PH04-01 |  | FILTER OF PH-04 | FILTER | PRP | INS | INS |  | 2010011370 | JSWPL-VJN-PRC-DIS | 2001 | A | 2001 | 2000 |  | 2019-08-01 | 2958465 |  |  | 001 | 001 |  |  | 2023-03-20 | ACCPMSUP02 | 2023-03-20 | ACCPMSUP02 | Dispersion section | INST
W | VJ-KC-F-PH05-01 |  | FILTER OF PH-05 | FILTER | PRP | INS | INS |  | 2010011370 | JSWPL-VJN-PRC-DIS | 2001 | A | 2001 | 2000 |  | 2019-08-01 | 2958465 |  |  | 001 | 001 |  |  | 2023-03-20 | ACCPMSUP02 | 2023-03-20 | ACCPMSUP02 | Dispersion section | INST
W | VJ-KC-F-PH06-01 |  | FILTER OF PH-06 | FILTER | PRP | INS | INS |  | 2010011370 | JSWPL-VJN-PRC-DIS | 2001 | A | 2001 | 2000 |  | 2019-08-01 | 2958465 |  |  | 001 | 001 |  |  | 2023-03-20 | ACCPMSUP02 | 2023-03-20 | ACCPMSUP02 | Dispersion section | INST
W | VJ-KC-F-PH07-01 |  | FILTER OF PH-07 | FILTER | PRP | INS | INS |  | 2010011370 | JSWPL-VJN-PRC-DIS | 2001 | A | 2001 | 2000 |  | 2019-08-01 | 2958465 |  |  | 001 | 001 |  |  | 2023-03-20 | ACCPMSUP02 | 2023-03-20 | ACCPMSUP02 | Dispersion section | INST
W | VJ-KC-F-PH08-01 |  | FILTER OF PH-08 | FILTER | PRP | INS | INS |  | 2010011370 | JSWPL-VJN-PRC-DIS | 2001 | A | 2001 | 2000 |  | 2019-08-01 | 2958465 |  |  | 001 | 001 |  |  | 2023-03-20 | ACCPMSUP02 | 2023-03-20 | ACCPMSUP02 | Dispersion section | INST
W | VJ-KC-F-PH09-01 |  | FILTER OF PH-09 | FILTER | PRP | INS | INS |  | 2010011370 | JSWPL-VJN-PRC-DIS | 2001 | A | 2001 | 2000 |  | 2019-08-01 | 2958465 |  |  | 001 | 001 |  |  | 2023-03-20 | ACCPMSUP02 | 2023-03-20 | ACCPMSUP02 | Dispersion section | INST
W | VJ-KC-F-PH10-01 |  | FILTER OF PH-10 | FILTER | PRP | INS | INS |  | 2010011370 | JSWPL-VJN-PRC-DIS | 2001 | A | 2001 | 2000 |  | 2019-08-01 | 2958465 |  |  | 001 | 001 |  |  | 2023-03-20 | ACCPMSUP02 | 2023-03-20 | ACCPMSUP02 | Dispersion section | INST
W | VJ-KC-F-PH11-01 |  | FILTER OF PH-11 | FILTER | PRP | INS | INS |  | 2010011370 | JSWPL-VJN-PRC-DIS | 2001 | A | 2001 | 2000 |  | 2019-08-01 | 2958465 |  |  | 001 | 001 |  |  | 2023-03-20 | ACCPMSUP02 | 2023-03-20 | ACCPMSUP02 | Dispersion section | INST
W | VJ-KC-F-PH12-01 |  | FILTER OF PH-12 | FILTER | PRP | INS | INS |  | 2010011370 | JSWPL-VJN-PRC-DIS | 2001 | A | 2001 | 2000 |  | 2019-08-01 | 2958465 |  |  | 001 | 001 |  |  | 2023-03-20 | ACCPMSUP02 | 2023-03-20 | ACCPMSUP02 | Dispersion section | INST
W | VJ-KC-F-PH13-01 |  | FILTER OF PH-13 | FILTER | PRP | INS | INS |  | 2010011370 | JSWPL-VJN-PRC-DIS | 2001 | A | 2001 | 2000 |  | 2019-08-01 | 2958465 |  |  | 001 | 001 |  |  | 2023-03-20 | ACCPMSUP02 | 2023-03-20 | ACCPMSUP02 | Dispersion section | INST
W | VJ-KC-F-WH-07-01 |  | FILTER OF WH-07 | FILTER | PRP | INS | INS |  | 2010011370 | JSWPL-VJN-PRC-DIS | 2001 | A | 2001 | 2000 |  | 2019-06-01 | 2958465 |  |  | 001 | 001 |  |  | 2020-06-17 | 06090583 | 2020-06-17 | 06090583 | Dispersion section | DLFL INST
W | VJ-KC-F-WH-08-01 |  | FILTER OF WH-08 | FILTER | PRP | INS | INS |  | 2010011370 | JSWPL-VJN-PRC-DIS | 2001 | A | 2001 | 2000 |  | 2019-06-01 | 2958465 |  |  | 001 | 001 |  |  | 2020-06-17 | 06090583 | 2020-06-17 | 06090583 | Dispersion section | DLFL INST
W | VJ-KC-F-WH07-01 |  | FILTER OF WH-07 | FILTER | PRP | INS | INS |  | 2010011370 | JSWPL-VJN-PRC-DIS | 2001 | A | 2001 | 2000 |  | 2019-08-01 | 2958465 |  |  | 001 | 001 |  |  | 2023-03-20 | ACCPMSUP02 | 2023-03-20 | ACCPMSUP02 | Dispersion section | INST
W | VJ-KC-F-WH08-01 |  | FILTER OF WH-08 | FILTER | PRP | INS | INS |  | 2010011370 | JSWPL-VJN-PRC-DIS | 2001 | A | 2001 | 2000 |  | 2019-08-01 | 2958465 |  |  | 001 | 001 |  |  | 2023-03-20 | ACCPMSUP02 | 2023-03-20 | ACCPMSUP02 | Dispersion section | INST
W | VJ-KC-FB-PH-01-01 |  | FILTER OF PH-01 | FILTER | PRP | INS | INS |  | 2010011370 | JSWPL-VJN-PRC-DIS | 2001 | A | 2001 | 2000 |  | 2019-06-01 | 2958465 |  |  | 001 | 001 |  |  | 2020-06-17 | 06090583 | 2020-06-17 | 06090583 | Dispersion section | INST
W | VJ-KC-FB-PH-01-02 |  | FILTER OF PH-01 | FILTER | PRP | INS | INS |  | 2010011370 | JSWPL-VJN-PRC-DIS | 2001 | A | 2001 | 2000 |  | 2019-06-01 | 2958465 |  |  | 001 | 001 |  |  | 2020-06-17 | 06090583 | 2020-06-17 | 06090583 | Dispersion section | INST
W | VJ-KC-FB-PH-03-01 |  | FILTER OF PH-03 | FILTER | PRP | INS | INS |  | 2010011370 | JSWPL-VJN-PRC-DIS | 2001 | A | 2001 | 2000 |  | 2019-06-01 | 2958465 |  |  | 001 | 001 |  |  | 2020-06-17 | 06090583 | 2020-06-17 | 06090583 | Dispersion section | INST
W | VJ-KC-FB-PH-03-02 |  | FILTER OF PH-03 | FILTER | PRP | INS | INS |  | 2010011370 | JSWPL-VJN-PRC-DIS | 2001 | A | 2001 | 2000 |  | 2019-06-01 | 2958465 |  |  | 001 | 001 |  |  | 2020-06-17 | 06090583 | 2020-06-17 | 06090583 | Dispersion section | INST
W | VJ-KC-FB-PH-05-01 |  | FILTER OF PH-05 | FILTER | PRP | INS | INS |  | 2010011370 | JSWPL-VJN-PRC-DIS | 2001 | A | 2001 | 2000 |  | 2019-06-01 | 2958465 |  |  | 001 | 001 |  |  | 2020-06-17 | 06090583 | 2020-06-17 | 06090583 | Dispersion section | INST
W | VJ-KC-FB-PH-05-02 |  | FILTER OF PH-05 | FILTER | PRP | INS | INS |  | 2010011370 | JSWPL-VJN-PRC-DIS | 2001 | A | 2001 | 2000 |  | 2019-06-01 | 2958465 |  |  | 001 | 001 |  |  | 2020-06-17 | 06090583 | 2020-06-17 | 06090583 | Dispersion section | INST
W | VJ-KC-FB-PH-07-01 |  | FILTER OF PH-07 | FILTER | PRP | INS | INS |  | 2010011370 | JSWPL-VJN-PRC-DIS | 2001 | A | 2001 | 2000 |  | 2019-06-01 | 2958465 |  |  | 001 | 001 |  |  | 2020-06-17 | 06090583 | 2020-06-17 | 06090583 | Dispersion section | INST
W | VJ-KC-FB-PH-07-02 |  | FILTER OF PH-07 | FILTER | PRP | INS | INS |  | 2010011370 | JSWPL-VJN-PRC-DIS | 2001 | A | 2001 | 2000 |  | 2019-06-01 | 2958465 |  |  | 001 | 001 |  |  | 2020-06-17 | 06090583 | 2020-06-17 | 06090583 | Dispersion section | INST
W | VJ-KC-FB-PH-08-01 |  | FILTER OF PH-08 | FILTER | PRP | INS | INS |  | 2010011370 | JSWPL-VJN-PRC-DIS | 2001 | A | 2001 | 2000 |  | 2019-06-01 | 2958465 |  |  | 001 | 001 |  |  | 2020-06-17 | 06090583 | 2020-06-17 | 06090583 | Dispersion section | INST
W | VJ-KC-FB-PH-08-02 |  | FILTER OF PH-08 | FILTER | PRP | INS | INS |  | 2010011370 | JSWPL-VJN-PRC-DIS | 2001 | A | 2001 | 2000 |  | 2019-06-01 | 2958465 |  |  | 001 | 001 |  |  | 2020-06-17 | 06090583 | 2020-06-17 | 06090583 | Dispersion section | INST
W | VJ-KC-FB-PH-10-01 |  | FILTER OF PH-10 | FILTER | PRP | INS | INS |  | 2010011370 | JSWPL-VJN-PRC-DIS | 2001 | A | 2001 | 2000 |  | 2019-06-01 | 2958465 |  |  | 001 | 001 |  |  | 2020-06-17 | 06090583 | 2020-06-17 | 06090583 | Dispersion section | INST
W | VJ-KC-FB-PH-10-02 |  | FILTER OF PH-10 | FILTER | PRP | INS | INS |  | 2010011370 | JSWPL-VJN-PRC-DIS | 2001 | A | 2001 | 2000 |  | 2019-06-01 | 2958465 |  |  | 001 | 001 |  |  | 2020-06-17 | 06090583 | 2020-06-17 | 06090583 | Dispersion section | INST
W | VJ-KC-FB-PH-12-01 |  | FILTER OF PH-12 | FILTER | PRP | INS | INS |  | 2010011370 | JSWPL-VJN-PRC-DIS | 2001 | A | 2001 | 2000 |  | 2019-06-01 | 2958465 |  |  | 001 | 001 |  |  | 2020-06-17 | 06090583 | 2020-06-17 | 06090583 | Dispersion section | INST
W | VJ-KC-FB-PH-12-02 |  | FILTER OF PH-12 | FILTER | PRP | INS | INS |  | 2010011370 | JSWPL-VJN-PRC-DIS | 2001 | A | 2001 | 2000 |  | 2019-06-01 | 2958465 |  |  | 001 | 001 |  |  | 2020-06-17 | 06090583 | 2020-06-17 | 06090583 | Dispersion section | INST
W | VJ-KC-FB-WH-01 |  | PURGING SYSTEM WH-01 | PURGSYS | RSI | INS | INS |  | 2010011310 | JSWPL-VJN-RMH | 2001 | A | 2001 | 2000 |  | 2019-08-01 | 2958465 |  |  | 001 | 001 |  |  | 2023-03-20 | ACCPMSUP02 | 2023-03-20 | ACCPMSUP02 | RM Handling | INST
W | VJ-KC-FB-WH-02 |  | PURGING SYSTEM WH-02 | PURGSYS | RSI | INS | INS |  | 2010011310 | JSWPL-VJN-RMH | 2001 | A | 2001 | 2000 |  | 2019-08-01 | 2958465 |  |  | 001 | 001 |  |  | 2023-03-20 | ACCPMSUP02 | 2023-03-20 | ACCPMSUP02 | RM Handling | INST
W | VJ-KC-FB-WH-03 |  | PURGING SYSTEM WH-03 | PURGSYS | RSI | INS | INS |  | 2010011310 | JSWPL-VJN-RMH | 2001 | A | 2001 | 2000 |  | 2019-08-01 | 2958465 |  |  | 001 | 001 |  |  | 2023-03-20 | ACCPMSUP02 | 2023-03-20 | ACCPMSUP02 | RM Handling | INST
W | VJ-KC-FB-WH-04 |  | PURGING SYSTEM WH-04 | PURGSYS | RSI | INS | INS |  | 2010011310 | JSWPL-VJN-RMH | 2001 | A | 2001 | 2000 |  | 2019-08-01 | 2958465 |  |  | 001 | 001 |  |  | 2023-03-20 | ACCPMSUP02 | 2023-03-20 | ACCPMSUP02 | RM Handling | INST
W | VJ-KC-FB-WH-07-01 |  | FILTER OF WH-07 | FILTER | PRP | INS | INS |  | 2010011370 | JSWPL-VJN-PRC-DIS | 2001 | A | 2001 | 2000 |  | 2019-06-01 | 2958465 |  |  | 001 | 001 |  |  | 2020-06-17 | 06090583 | 2020-06-17 | 06090583 | Dispersion section | INST
W | VJ-KC-FB-WH-08-01 |  | FILTER OF WH-08 | FILTER | PRP | INS | INS |  | 2010011370 | JSWPL-VJN-PRC-DIS | 2001 | A | 2001 | 2000 |  | 2019-06-01 | 2958465 |  |  | 001 | 001 |  |  | 2020-06-17 | 06090583 | 2020-06-17 | 06090583 | Dispersion section | INST
W | VJ-KC-HA-BDS01-01 |  | PURGING SYSTEM BDS 01 | PURGSYS | RSI | INS | INS |  | 2010011310 | JSWPL-VJN-RMH | 2001 | A | 2001 | 2000 |  | 2019-08-01 | 2958465 |  |  | 001 | 001 |  |  | 2023-03-20 | ACCPMSUP02 | 2023-03-20 | ACCPMSUP02 | RM Handling | INST
W | VJ-KC-HA-BDS02-01 |  | PURGING SYSTEM BDS 02 | PURGSYS | RSI | INS | INS |  | 2010011310 | JSWPL-VJN-RMH | 2001 | A | 2001 | 2000 |  | 2019-08-01 | 2958465 |  |  | 001 | 001 |  |  | 2023-03-20 | ACCPMSUP02 | 2023-03-20 | ACCPMSUP02 | RM Handling | INST
W | VJ-KC-HA-BDS03-01 |  | PURGING SYSTEM BDS 03 | PURGSYS | RSI | INS | INS |  | 2010011310 | JSWPL-VJN-RMH | 2001 | A | 2001 | 2000 |  | 2019-08-01 | 2958465 |  |  | 001 | 001 |  |  | 2023-03-20 | ACCPMSUP02 | 2023-03-20 | ACCPMSUP02 | RM Handling | INST
W | VJ-KC-HA-PH-01-01 |  | FILTER OF PH-01 | FILTER | PRP | INS | INS |  | 2010011370 | JSWPL-VJN-PRC-DIS | 2001 | A | 2001 | 2000 |  | 2019-06-01 | 2958465 |  |  | 001 | 001 |  |  | 2020-06-17 | 06090583 | 2020-06-17 | 06090583 | Dispersion section | DLFL INST
W | VJ-KC-HA-PH-02-01 |  | FILTER OF PH-02 | FILTER | PRP | INS | INS |  | 2010011370 | JSWPL-VJN-PRC-DIS | 2001 | A | 2001 | 2000 |  | 2019-06-01 | 2958465 |  |  | 001 | 001 |  |  | 2020-06-17 | 06090583 | 2020-06-17 | 06090583 | Dispersion section | DLFL INST
W | VJ-KC-HA-PH-03-01 |  | FILTER OF PH-03 | FILTER | PRP | INS | INS |  | 2010011370 | JSWPL-VJN-PRC-DIS | 2001 | A | 2001 | 2000 |  | 2019-06-01 | 2958465 |  |  | 001 | 001 |  |  | 2020-06-17 | 06090583 | 2020-06-17 | 06090583 | Dispersion section | DLFL INST
W | VJ-KC-HA-PH-04-01 |  | FILTER OF PH-04 | FILTER | PRP | INS | INS |  | 2010011370 | JSWPL-VJN-PRC-DIS | 2001 | A | 2001 | 2000 |  | 2019-06-01 | 2958465 |  |  | 001 | 001 |  |  | 2020-06-17 | 06090583 | 2020-06-17 | 06090583 | Dispersion section | DLFL INST
W | VJ-KC-HA-PH-05-01 |  | FILTER OF PH-05 | FILTER | PRP | INS | INS |  | 2010011370 | JSWPL-VJN-PRC-DIS | 2001 | A | 2001 | 2000 |  | 2019-06-01 | 2958465 |  |  | 001 | 001 |  |  | 2020-06-17 | 06090583 | 2020-06-17 | 06090583 | Dispersion section | DLFL INST
W | VJ-KC-HA-PH-06-01 |  | FILTER OF PH-06 | FILTER | PRP | INS | INS |  | 2010011370 | JSWPL-VJN-PRC-DIS | 2001 | A | 2001 | 2000 |  | 2019-06-01 | 2958465 |  |  | 001 | 001 |  |  | 2020-06-17 | 06090583 | 2020-06-17 | 06090583 | Dispersion section | DLFL INST
W | VJ-KC-HA-PH-07-01 |  | FILTER OF PH-07 | FILTER | PRP | INS | INS |  | 2010011370 | JSWPL-VJN-PRC-DIS | 2001 | A | 2001 | 2000 |  | 2019-06-01 | 2958465 |  |  | 001 | 001 |  |  | 2020-06-17 | 06090583 | 2020-06-17 | 06090583 | Dispersion section | DLFL INST
W | VJ-KC-HA-PH-08-01 |  | FILTER OF PH-08 | FILTER | PRP | INS | INS |  | 2010011370 | JSWPL-VJN-PRC-DIS | 2001 | A | 2001 | 2000 |  | 2019-06-01 | 2958465 |  |  | 001 | 001 |  |  | 2020-06-17 | 06090583 | 2020-06-17 | 06090583 | Dispersion section | DLFL INST
W | VJ-KC-HA-PH-09-01 |  | FILTER OF PH-09 | FILTER | PRP | INS | INS |  | 2010011370 | JSWPL-VJN-PRC-DIS | 2001 | A | 2001 | 2000 |  | 2019-06-01 | 2958465 |  |  | 001 | 001 |  |  | 2020-06-17 | 06090583 | 2020-06-17 | 06090583 | Dispersion section | DLFL INST
W | VJ-KC-HA-PH-10-01 |  | FILTER OF PH-10 | FILTER | PRP | INS | INS |  | 2010011370 | JSWPL-VJN-PRC-DIS | 2001 | A | 2001 | 2000 |  | 2019-06-01 | 2958465 |  |  | 001 | 001 |  |  | 2020-06-17 | 06090583 | 2020-06-17 | 06090583 | Dispersion section | DLFL INST
W | VJ-KC-HA-PH-11-01 |  | FILTER OF PH-11 | FILTER | PRP | INS | INS |  | 2010011370 | JSWPL-VJN-PRC-DIS | 2001 | A | 2001 | 2000 |  | 2019-06-01 | 2958465 |  |  | 001 | 001 |  |  | 2020-06-17 | 06090583 | 2020-06-17 | 06090583 | Dispersion section | DLFL INST
W | VJ-KC-HA-PH-12-01 |  | FILTER OF PH-12 | FILTER | PRP | INS | INS |  | 2010011370 | JSWPL-VJN-PRC-DIS | 2001 | A | 2001 | 2000 |  | 2019-06-01 | 2958465 |  |  | 001 | 001 |  |  | 2020-06-17 | 06090583 | 2020-06-17 | 06090583 | Dispersion section | DLFL INST
W | VJ-KC-HA-PH-13-01 |  | FILTER OF PH-13 | FILTER | PRP | INS | INS |  | 2010011370 | JSWPL-VJN-PRC-DIS | 2001 | A | 2001 | 2000 |  | 2019-06-01 | 2958465 |  |  | 001 | 001 |  |  | 2020-06-17 | 06090583 | 2020-06-17 | 06090583 | Dispersion section | DLFL INST
W | VJ-KC-HA-PH01 |  | PURGING SYSTEM PH-01 | PURGSYS | RSI | INS | INS |  | 2010011310 | JSWPL-VJN-RMH | 2001 | A | 2001 | 2000 |  | 2019-08-01 | 2958465 |  |  | 001 | 001 |  |  | 2023-03-20 | ACCPMSUP02 | 2023-03-20 | ACCPMSUP02 | RM Handling | INST
W | VJ-KC-HA-PH01-01 |  | FILTER OF PH-01 | FILTER | PRP | INS | INS |  | 2010011370 | JSWPL-VJN-PRC-DIS | 2001 | A | 2001 | 2000 |  | 2019-08-01 | 2958465 |  |  | 001 | 001 |  |  | 2023-03-20 | ACCPMSUP02 | 2023-03-20 | ACCPMSUP02 | Dispersion section | INST
W | VJ-KC-HA-PH02 |  | PURGING SYSTEM PH-02 | PURGSYS | RSI | INS | INS |  | 2010011310 | JSWPL-VJN-RMH | 2001 | A | 2001 | 2000 |  | 2019-08-01 | 2958465 |  |  | 001 | 001 |  |  | 2023-03-20 | ACCPMSUP02 | 2023-03-20 | ACCPMSUP02 | RM Handling | INST
W | VJ-KC-HA-PH02-01 |  | FILTER OF PH-02 | FILTER | PRP | INS | INS |  | 2010011370 | JSWPL-VJN-PRC-DIS | 2001 | A | 2001 | 2000 |  | 2019-08-01 | 2958465 |  |  | 001 | 001 |  |  | 2023-03-20 | ACCPMSUP02 | 2023-03-20 | ACCPMSUP02 | Dispersion section | INST
W | VJ-KC-HA-PH03 |  | PURGING SYSTEM PH-03 | PURGSYS | RSI | INS | INS |  | 2010011310 | JSWPL-VJN-RMH | 2001 | A | 2001 | 2000 |  | 2019-08-01 | 2958465 |  |  | 001 | 001 |  |  | 2023-03-20 | ACCPMSUP02 | 2023-03-20 | ACCPMSUP02 | RM Handling | INST
W | VJ-KC-HA-PH03-01 |  | FILTER OF PH-03 | FILTER | PRP | INS | INS |  | 2010011370 | JSWPL-VJN-PRC-DIS | 2001 | A | 2001 | 2000 |  | 2019-08-01 | 2958465 |  |  | 001 | 001 |  |  | 2023-03-20 | ACCPMSUP02 | 2023-03-20 | ACCPMSUP02 | Dispersion section | INST
W | VJ-KC-HA-PH04 |  | PURGING SYSTEM PH-04 | PURGSYS | RSI | INS | INS |  | 2010011310 | JSWPL-VJN-RMH | 2001 | A | 2001 | 2000 |  | 2019-08-01 | 2958465 |  |  | 001 | 001 |  |  | 2023-03-20 | ACCPMSUP02 | 2023-03-20 | ACCPMSUP02 | RM Handling | INST
W | VJ-KC-HA-PH04-01 |  | FILTER OF PH-04 | FILTER | PRP | INS | INS |  | 2010011370 | JSWPL-VJN-PRC-DIS | 2001 | A | 2001 | 2000 |  | 2019-08-01 | 2958465 |  |  | 001 | 001 |  |  | 2023-03-20 | ACCPMSUP02 | 2023-03-20 | ACCPMSUP02 | Dispersion section | INST
W | VJ-KC-HA-PH05 |  | PURGING SYSTEM PH-05 | PURGSYS | RSI | INS | INS |  | 2010011310 | JSWPL-VJN-RMH | 2001 | A | 2001 | 2000 |  | 2019-08-01 | 2958465 |  |  | 001 | 001 |  |  | 2023-03-20 | ACCPMSUP02 | 2023-03-20 | ACCPMSUP02 | RM Handling | INST
W | VJ-KC-HA-PH05-01 |  | FILTER OF PH-05 | FILTER | PRP | INS | INS |  | 2010011370 | JSWPL-VJN-PRC-DIS | 2001 | A | 2001 | 2000 |  | 2019-08-01 | 2958465 |  |  | 001 | 001 |  |  | 2023-03-20 | ACCPMSUP02 | 2023-03-20 | ACCPMSUP02 | Dispersion section | INST
W | VJ-KC-HA-PH06 |  | PURGING SYSTEM PH-06 | PURGSYS | RSI | INS | INS |  | 2010011310 | JSWPL-VJN-RMH | 2001 | A | 2001 | 2000 |  | 2019-08-01 | 2958465 |  |  | 001 | 001 |  |  | 2023-03-20 | ACCPMSUP02 | 2023-03-20 | ACCPMSUP02 | RM Handling | INST
W | VJ-KC-HA-PH06-01 |  | FILTER OF PH-06 | FILTER | PRP | INS | INS |  | 2010011370 | JSWPL-VJN-PRC-DIS | 2001 | A | 2001 | 2000 |  | 2019-08-01 | 2958465 |  |  | 001 | 001 |  |  | 2023-03-20 | ACCPMSUP02 | 2023-03-20 | ACCPMSUP02 | Dispersion section | INST
W | VJ-KC-HA-PH07 |  | PURGING SYSTEM PH-07 | PURGSYS | RSI | INS | INS |  | 2010011310 | JSWPL-VJN-RMH | 2001 | A | 2001 | 2000 |  | 2019-08-01 | 2958465 |  |  | 001 | 001 |  |  | 2023-03-20 | ACCPMSUP02 | 2023-03-20 | ACCPMSUP02 | RM Handling | INST
W | VJ-KC-HA-PH07-01 |  | FILTER OF PH-07 | FILTER | PRP | INS | INS |  | 2010011370 | JSWPL-VJN-PRC-DIS | 2001 | A | 2001 | 2000 |  | 2019-08-01 | 2958465 |  |  | 001 | 001 |  |  | 2023-03-20 | ACCPMSUP02 | 2023-03-20 | ACCPMSUP02 | Dispersion section | INST
W | VJ-KC-HA-PH08 |  | PURGING SYSTEM PH-08 | PURGSYS | RSI | INS | INS |  | 2010011310 | JSWPL-VJN-RMH | 2001 | A | 2001 | 2000 |  | 2019-08-01 | 2958465 |  |  | 001 | 001 |  |  | 2023-03-20 | ACCPMSUP02 | 2023-03-20 | ACCPMSUP02 | RM Handling | INST
W | VJ-KC-HA-PH08-01 |  | FILTER OF PH-08 | FILTER | PRP | INS | INS |  | 2010011370 | JSWPL-VJN-PRC-DIS | 2001 | A | 2001 | 2000 |  | 2019-08-01 | 2958465 |  |  | 001 | 001 |  |  | 2023-03-20 | ACCPMSUP02 | 2023-03-20 | ACCPMSUP02 | Dispersion section | INST
W | VJ-KC-HA-PH09 |  | PURGING SYSTEM PH-09 | PURGSYS | RSI | INS | INS |  | 2010011310 | JSWPL-VJN-RMH | 2001 | A | 2001 | 2000 |  | 2019-08-01 | 2958465 |  |  | 001 | 001 |  |  | 2023-03-20 | ACCPMSUP02 | 2023-03-20 | ACCPMSUP02 | RM Handling | INST
W | VJ-KC-HA-PH09-01 |  | FILTER OF PH-09 | FILTER | PRP | INS | INS |  | 2010011370 | JSWPL-VJN-PRC-DIS | 2001 | A | 2001 | 2000 |  | 2019-08-01 | 2958465 |  |  | 001 | 001 |  |  | 2023-03-20 | ACCPMSUP02 | 2023-03-20 | ACCPMSUP02 | Dispersion section | INST
W | VJ-KC-HA-PH10 |  | PURGING SYSTEM PH-10 | PURGSYS | RSI | INS | INS |  | 2010011310 | JSWPL-VJN-RMH | 2001 | A | 2001 | 2000 |  | 2019-08-01 | 2958465 |  |  | 001 | 001 |  |  | 2023-03-20 | ACCPMSUP02 | 2023-03-20 | ACCPMSUP02 | RM Handling | INST
W | VJ-KC-HA-PH10-01 |  | FILTER OF PH-10 | FILTER | PRP | INS | INS |  | 2010011370 | JSWPL-VJN-PRC-DIS | 2001 | A | 2001 | 2000 |  | 2019-08-01 | 2958465 |  |  | 001 | 001 |  |  | 2023-03-20 | ACCPMSUP02 | 2023-03-20 | ACCPMSUP02 | Dispersion section | INST
W | VJ-KC-HA-PH11 |  | PURGING SYSTEM PH-11 | PURGSYS | RSI | INS | INS |  | 2010011310 | JSWPL-VJN-RMH | 2001 | A | 2001 | 2000 |  | 2019-08-01 | 2958465 |  |  | 001 | 001 |  |  | 2023-03-20 | ACCPMSUP02 | 2023-03-20 | ACCPMSUP02 | RM Handling | INST
W | VJ-KC-HA-PH11-01 |  | FILTER OF PH-11 | FILTER | PRP | INS | INS |  | 2010011370 | JSWPL-VJN-PRC-DIS | 2001 | A | 2001 | 2000 |  | 2019-08-01 | 2958465 |  |  | 001 | 001 |  |  | 2023-03-20 | ACCPMSUP02 | 2023-03-20 | ACCPMSUP02 | Dispersion section | INST
W | VJ-KC-HA-PH12 |  | PURGING SYSTEM PH-12 | PURGSYS | RSI | INS | INS |  | 2010011310 | JSWPL-VJN-RMH | 2001 | A | 2001 | 2000 |  | 2019-08-01 | 2958465 |  |  | 001 | 001 |  |  | 2023-03-20 | ACCPMSUP02 | 2023-03-20 | ACCPMSUP02 | RM Handling | INST
W | VJ-KC-HA-PH12-01 |  | FILTER OF PH-12 | FILTER | PRP | INS | INS |  | 2010011370 | JSWPL-VJN-PRC-DIS | 2001 | A | 2001 | 2000 |  | 2019-08-01 | 2958465 |  |  | 001 | 001 |  |  | 2023-03-20 | ACCPMSUP02 | 2023-03-20 | ACCPMSUP02 | Dispersion section | INST
W | VJ-KC-HA-PH13 |  | PURGING SYSTEM PH-13 | PURGSYS | RSI | INS | INS |  | 2010011310 | JSWPL-VJN-RMH | 2001 | A | 2001 | 2000 |  | 2019-08-01 | 2958465 |  |  | 001 | 001 |  |  | 2023-03-20 | ACCPMSUP02 | 2023-03-20 | ACCPMSUP02 | RM Handling | INST
W | VJ-KC-HA-PH13-01 |  | FILTER OF PH-13 | FILTER | PRP | INS | INS |  | 2010011370 | JSWPL-VJN-PRC-DIS | 2001 | A | 2001 | 2000 |  | 2019-08-01 | 2958465 |  |  | 001 | 001 |  |  | 2023-03-20 | ACCPMSUP02 | 2023-03-20 | ACCPMSUP02 | Dispersion section | INST
W | VJ-KC-HA-WH-05 |  | PURGING SYSTEM WH-05 | PURGSYS | RSI | INS | INS |  | 2010011310 | JSWPL-VJN-RMH | 2001 | A | 2001 | 2000 |  | 2019-08-01 | 2958465 |  |  | 001 | 001 |  |  | 2023-03-20 | ACCPMSUP02 | 2023-03-20 | ACCPMSUP02 | RM Handling | INST
W | VJ-KC-HA-WH-06 |  | PURGING SYSTEM WH-06 | PURGSYS | RSI | INS | INS |  | 2010011310 | JSWPL-VJN-RMH | 2001 | A | 2001 | 2000 |  | 2019-08-01 | 2958465 |  |  | 001 | 001 |  |  | 2023-03-20 | ACCPMSUP02 | 2023-03-20 | ACCPMSUP02 | RM Handling | INST
W | VJ-KC-HA-WH-07 |  | PURGING SYSTEM WH-07 | PURGSYS | RSI | INS | INS |  | 2010011310 | JSWPL-VJN-RMH | 2001 | A | 2001 | 2000 |  | 2019-08-01 | 2958465 |  |  | 001 | 001 |  |  | 2023-03-20 | ACCPMSUP02 | 2023-03-20 | ACCPMSUP02 | RM Handling | INST
W | VJ-KC-HA-WH-08 |  | PURGING SYSTEM WH-08 | PURGSYS | RSI | INS | INS |  | 2010011310 | JSWPL-VJN-RMH | 2001 | A | 2001 | 2000 |  | 2019-08-01 | 2958465 |  |  | 001 | 001 |  |  | 2023-03-20 | ACCPMSUP02 | 2023-03-20 | ACCPMSUP02 | RM Handling | INST
W | VJ-KC-PH-01 |  | BAG FILTER OF PH01 | BAGFILTER | RSI | INS | INS |  | 2010011310 | JSWPL-VJN-RMH | 2001 | A | 2001 | 2000 |  | 2019-08-01 | 2958465 |  |  | 001 | 001 |  |  | 2023-03-20 | ACCPMSUP02 | 2023-03-20 | ACCPMSUP02 | RM Handling | INST
W | VJ-KC-PH-02 |  | BAG FILTER OF PH02 | BAGFILTER | RSI | INS | INS |  | 2010011310 | JSWPL-VJN-RMH | 2001 | A | 2001 | 2000 |  | 2019-08-01 | 2958465 |  |  | 001 | 001 |  |  | 2023-03-20 | ACCPMSUP02 | 2023-03-20 | ACCPMSUP02 | RM Handling | INST
W | VJ-KC-PH-03 |  | BAG FILTER OF PH03 | BAGFILTER | RSI | INS | INS |  | 2010011310 | JSWPL-VJN-RMH | 2001 | A | 2001 | 2000 |  | 2019-08-01 | 2958465 |  |  | 001 | 001 |  |  | 2023-03-20 | ACCPMSUP02 | 2023-03-20 | ACCPMSUP02 | RM Handling | INST
W | VJ-KC-PH-04 |  | BAG FILTER OF PH04 | BAGFILTER | RSI | INS | INS |  | 2010011310 | JSWPL-VJN-RMH | 2001 | A | 2001 | 2000 |  | 2019-08-01 | 2958465 |  |  | 001 | 001 |  |  | 2023-03-20 | ACCPMSUP02 | 2023-03-20 | ACCPMSUP02 | RM Handling | INST
W | VJ-KC-PH-05 |  | BAG FILTER OF PH05 | BAGFILTER | RSI | INS | INS |  | 2010011310 | JSWPL-VJN-RMH | 2001 | A | 2001 | 2000 |  | 2019-08-01 | 2958465 |  |  | 001 | 001 |  |  | 2023-03-20 | ACCPMSUP02 | 2023-03-20 | ACCPMSUP02 | RM Handling | INST
W | VJ-KC-PH-06 |  | BAG FILTER OF PH06 | BAGFILTER | RSI | INS | INS |  | 2010011310 | JSWPL-VJN-RMH | 2001 | A | 2001 | 2000 |  | 2019-08-01 | 2958465 |  |  | 001 | 001 |  |  | 2023-03-20 | ACCPMSUP02 | 2023-03-20 | ACCPMSUP02 | RM Handling | INST
W | VJ-KC-PH-07 |  | BAG FILTER OF PH07 | BAGFILTER | RSI | INS | INS |  | 2010011310 | JSWPL-VJN-RMH | 2001 | A | 2001 | 2000 |  | 2019-08-01 | 2958465 |  |  | 001 | 001 |  |  | 2023-03-20 | ACCPMSUP02 | 2023-03-20 | ACCPMSUP02 | RM Handling | INST
W | VJ-KC-PH-08 |  | BAG FILTER OF PH08 | BAGFILTER | RSI | INS | INS |  | 2010011310 | JSWPL-VJN-RMH | 2001 | A | 2001 | 2000 |  | 2019-08-01 | 2958465 |  |  | 001 | 001 |  |  | 2023-03-20 | ACCPMSUP02 | 2023-03-20 | ACCPMSUP02 | RM Handling | INST
W | VJ-KC-PH-09 |  | BAG FILTER OF PH09 | BAGFILTER | RSI | INS | INS |  | 2010011310 | JSWPL-VJN-RMH | 2001 | A | 2001 | 2000 |  | 2019-08-01 | 2958465 |  |  | 001 | 001 |  |  | 2023-03-20 | ACCPMSUP02 | 2023-03-20 | ACCPMSUP02 | RM Handling | INST
W | VJ-KC-PH-10 |  | BAG FILTER OF PH10 | BAGFILTER | RSI | INS | INS |  | 2010011310 | JSWPL-VJN-RMH | 2001 | A | 2001 | 2000 |  | 2019-08-01 | 2958465 |  |  | 001 | 001 |  |  | 2023-03-20 | ACCPMSUP02 | 2023-03-20 | ACCPMSUP02 | RM Handling | INST
W | VJ-KC-PH-11 |  | BAG FILTER OF PH11 | BAGFILTER | RSI | INS | INS |  | 2010011310 | JSWPL-VJN-RMH | 2001 | A | 2001 | 2000 |  | 2019-08-01 | 2958465 |  |  | 001 | 001 |  |  | 2023-03-20 | ACCPMSUP02 | 2023-03-20 | ACCPMSUP02 | RM Handling | INST
W | VJ-KC-PH-12 |  | BAG FILTER OF PH12 | BAGFILTER | RSI | INS | INS |  | 2010011310 | JSWPL-VJN-RMH | 2001 | A | 2001 | 2000 |  | 2019-08-01 | 2958465 |  |  | 001 | 001 |  |  | 2023-03-20 | ACCPMSUP02 | 2023-03-20 | ACCPMSUP02 | RM Handling | INST
W | VJ-KC-PH-13 |  | BAG FILTER OF PH13 | BAGFILTER | RSI | INS | INS |  | 2010011310 | JSWPL-VJN-RMH | 2001 | A | 2001 | 2000 |  | 2019-08-01 | 2958465 |  |  | 001 | 001 |  |  | 2023-03-20 | ACCPMSUP02 | 2023-03-20 | ACCPMSUP02 | RM Handling | INST
W | VJ-KC-S01-01 |  | BAG FILTER OF SILO-01 | BAGFILTER | RSI | INS | INS |  | 2010011310 | JSWPL-VJN-RMH | 2001 | A | 2001 | 2000 |  | 2019-08-01 | 2958465 |  |  | 001 | 001 |  |  | 2023-03-20 | ACCPMSUP02 | 2023-03-20 | ACCPMSUP02 | RM Handling | INST
W | VJ-KC-S02-01 |  | BAG FILTER OF SILO-02 | BAGFILTER | RSI | INS | INS |  | 2010011310 | JSWPL-VJN-RMH | 2001 | A | 2001 | 2000 |  | 2019-08-01 | 2958465 |  |  | 001 | 001 |  |  | 2023-03-20 | ACCPMSUP02 | 2023-03-20 | ACCPMSUP02 | RM Handling | INST
W | VJ-KC-S03-01 |  | BAG FILTER OF SILO-03 | BAGFILTER | RSI | INS | INS |  | 2010011310 | JSWPL-VJN-RMH | 2001 | A | 2001 | 2000 |  | 2019-08-01 | 2958465 |  |  | 001 | 001 |  |  | 2023-03-20 | ACCPMSUP02 | 2023-03-20 | ACCPMSUP02 | RM Handling | INST
W | VJ-KC-S04-01 |  | BAG FILTER OF SILO-04 | BAGFILTER | RSI | INS | INS |  | 2010011310 | JSWPL-VJN-RMH | 2001 | A | 2001 | 2000 |  | 2019-08-01 | 2958465 |  |  | 001 | 001 |  |  | 2023-03-20 | ACCPMSUP02 | 2023-03-20 | ACCPMSUP02 | RM Handling | INST
W | VJ-KC-S05-01 |  | BAG FILTER OF SILO-05 | BAGFILTER | RSI | INS | INS |  | 2010011310 | JSWPL-VJN-RMH | 2001 | A | 2001 | 2000 |  | 2019-08-01 | 2958465 |  |  | 001 | 001 |  |  | 2023-03-20 | ACCPMSUP02 | 2023-03-20 | ACCPMSUP02 | RM Handling | INST
W | VJ-KC-S06-01 |  | BAG FILTER OF SILO-06 | BAGFILTER | RSI | INS | INS |  | 2010011310 | JSWPL-VJN-RMH | 2001 | A | 2001 | 2000 |  | 2019-08-01 | 2958465 |  |  | 001 | 001 |  |  | 2023-03-20 | ACCPMSUP02 | 2023-03-20 | ACCPMSUP02 | RM Handling | INST
W | VJ-KC-S07-01 |  | BAG FILTER OF SILO-07 | BAGFILTER | RSI | INS | INS |  | 2010011310 | JSWPL-VJN-RMH | 2001 | A | 2001 | 2000 |  | 2019-08-01 | 2958465 |  |  | 001 | 001 |  |  | 2023-03-20 | ACCPMSUP02 | 2023-03-20 | ACCPMSUP02 | RM Handling | INST
W | VJ-KC-S08-01 |  | BAG FILTER OF SILO-08 | BAGFILTER | RSI | INS | INS |  | 2010011310 | JSWPL-VJN-RMH | 2001 | A | 2001 | 2000 |  | 2019-08-01 | 2958465 |  |  | 001 | 001 |  |  | 2023-03-20 | ACCPMSUP02 | 2023-03-20 | ACCPMSUP02 | RM Handling | INST
W | VJ-KC-S09-01 |  | BAG FILTER OF SILO-09 | BAGFILTER | RSI | INS | INS |  | 2010011310 | JSWPL-VJN-RMH | 2001 | A | 2001 | 2000 |  | 2019-08-01 | 2958465 |  |  | 001 | 001 |  |  | 2023-03-20 | ACCPMSUP02 | 2023-03-20 | ACCPMSUP02 | RM Handling | INST
W | VJ-KC-S10-01 |  | BAG FILTER OF SILO10 | BAGFILTER | RSI | INS | INS |  | 2010011310 | JSWPL-VJN-RMH | 2001 | A | 2001 | 2000 |  | 2019-08-01 | 2958465 |  |  | 001 | 001 |  |  | 2023-03-20 | ACCPMSUP02 | 2023-03-20 | ACCPMSUP02 | RM Handling | INST
W | VJ-KC-S11-01 |  | BAG FILTER OF SILO-11 | BAGFILTER | RSI | INS | INS |  | 2010011310 | JSWPL-VJN-RMH | 2001 | A | 2001 | 2000 |  | 2019-08-01 | 2958465 |  |  | 001 | 001 |  |  | 2023-03-20 | ACCPMSUP02 | 2023-03-20 | ACCPMSUP02 | RM Handling | INST
W | VJ-KC-S12-01 |  | BAG FILTER OF SILO-12 | BAGFILTER | RSI | INS | INS |  | 2010011310 | JSWPL-VJN-RMH | 2001 | A | 2001 | 2000 |  | 2019-08-01 | 2958465 |  |  | 001 | 001 |  |  | 2023-03-20 | ACCPMSUP02 | 2023-03-20 | ACCPMSUP02 | RM Handling | INST
W | VJ-KC-S13-01 |  | BAG FILTER OF SILO-13 | BAGFILTER | RSI | INS | INS |  | 2010011310 | JSWPL-VJN-RMH | 2001 | A | 2001 | 2000 |  | 2019-08-01 | 2958465 |  |  | 001 | 001 |  |  | 2023-03-20 | ACCPMSUP02 | 2023-03-20 | ACCPMSUP02 | RM Handling | INST
W | VJ-KC-S14-01 |  | BAG FILTER OF SILO-14 | BAGFILTER | RSI | INS | INS |  | 2010011310 | JSWPL-VJN-RMH | 2001 | A | 2001 | 2000 |  | 2019-08-01 | 2958465 |  |  | 001 | 001 |  |  | 2023-03-20 | ACCPMSUP02 | 2023-03-20 | ACCPMSUP02 | RM Handling | INST
W | VJ-KC-S15-01 |  | BAG FILTER OF SILO-15 | BAGFILTER | RSI | INS | INS |  | 2010011310 | JSWPL-VJN-RMH | 2001 | A | 2001 | 2000 |  | 2019-08-01 | 2958465 |  |  | 001 | 001 |  |  | 2023-03-20 | ACCPMSUP02 | 2023-03-20 | ACCPMSUP02 | RM Handling | INST
W | VJ-KC-S16-01 |  | BAG FILTER OF SILO-17 | BAGFILTER | RSI | INS | INS |  | 2010011310 | JSWPL-VJN-RMH | 2001 | A | 2001 | 2000 |  | 2019-08-01 | 2958465 |  |  | 001 | 001 |  |  | 2023-03-20 | ACCPMSUP02 | 2023-03-20 | ACCPMSUP02 | RM Handling | INST
W | VJ-KC-S17-01 |  | BAG FILTER OF SILO-18 | BAGFILTER | RSI | INS | INS |  | 2010011310 | JSWPL-VJN-RMH | 2001 | A | 2001 | 2000 |  | 2019-08-01 | 2958465 |  |  | 001 | 001 |  |  | 2023-03-20 | ACCPMSUP02 | 2023-03-20 | ACCPMSUP02 | RM Handling | INST
W | VJ-KC-S18-01 |  | BAG FILTER OF SILO-19 | BAGFILTER | RSI | INS | INS |  | 2010011310 | JSWPL-VJN-RMH | 2001 | A | 2001 | 2000 |  | 2019-08-01 | 2958465 |  |  | 001 | 001 |  |  | 2023-03-20 | ACCPMSUP02 | 2023-03-20 | ACCPMSUP02 | RM Handling | INST
W | VJ-KC-S19-01 |  | BAG FILTER OF SILO-19 | BAGFILTER | RSI | INS | INS |  | 2010011310 | JSWPL-VJN-RMH | 2001 | A | 2001 | 2000 |  | 2019-08-01 | 2958465 |  |  | 001 | 001 |  |  | 2023-03-20 | ACCPMSUP02 | 2023-03-20 | ACCPMSUP02 | RM Handling | INST
W | VJ-KC-S20-01 |  | BAG FILTER OF SILO-20 | BAGFILTER | RSI | INS | INS |  | 2010011310 | JSWPL-VJN-RMH | 2001 | A | 2001 | 2000 |  | 2019-08-01 | 2958465 |  |  | 001 | 001 |  |  | 2023-03-20 | ACCPMSUP02 | 2023-03-20 | ACCPMSUP02 | RM Handling | INST
W | VJ-KC-S21-01 |  | BAG FILTER OF SILO-21 | BAGFILTER | RSI | INS | INS |  | 2010011310 | JSWPL-VJN-RMH | 2001 | A | 2001 | 2000 |  | 2019-08-01 | 2958465 |  |  | 001 | 001 |  |  | 2023-03-20 | ACCPMSUP02 | 2023-03-20 | ACCPMSUP02 | RM Handling | INST
W | VJ-KC-S22-01 |  | BAG FILTER OF SILO-22 | BAGFILTER | RSI | INS | INS |  | 2010011310 | JSWPL-VJN-RMH | 2001 | A | 2001 | 2000 |  | 2019-08-01 | 2958465 |  |  | 001 | 001 |  |  | 2023-03-20 | ACCPMSUP02 | 2023-03-20 | ACCPMSUP02 | RM Handling | INST
W | VJ-KC-SBD01-01 |  | BAG FILTER OF SBD01 | BAGFILTER | PRP | INS | INS |  | 2010011370 | JSWPL-VJN-RMH | 2001 | B | 2001 | 2000 |  | 2019-08-01 | 2958465 |  |  | 001 | 001 |  |  | 2023-03-20 | ACCPMSUP02 | 2023-03-20 | ACCPMSUP02 | RM Handling | INST
W | VJ-KC-SBD02-01 |  | BAG FILTER OF SBD02 | BAGFILTER | PRP | INS | INS |  | 2010011370 | JSWPL-VJN-RMH | 2001 | B | 2001 | 2000 |  | 2019-08-01 | 2958465 |  |  | 001 | 001 |  |  | 2023-03-20 | ACCPMSUP02 | 2023-03-20 | ACCPMSUP02 | RM Handling | INST
W | VJ-KC-SBD03-01 |  | BAG FILTER OF SBD03 | BAGFILTER | PRP | INS | INS |  | 2010011370 | JSWPL-VJN-RMH | 2001 | B | 2001 | 2000 |  | 2019-08-01 | 2958465 |  |  | 001 | 001 |  |  | 2023-03-20 | ACCPMSUP02 | 2023-03-20 | ACCPMSUP02 | RM Handling | INST
W | VJ-KC-SBD04-01 |  | BAG FILTER OF SBD04 | BAGFILTER | PRP | INS | INS |  | 2010011370 | JSWPL-VJN-RMH | 2001 | B | 2001 | 2000 |  | 2019-08-01 | 2958465 |  |  | 001 | 001 |  |  | 2023-03-20 | ACCPMSUP02 | 2023-03-20 | ACCPMSUP02 | RM Handling | INST
W | VJ-KC-WH-01 |  | BAG FILTER OF WH01 | BAGFILTER | RSI | INS | INS |  | 2010011310 | JSWPL-VJN-RMH | 2001 | A | 2001 | 2000 |  | 2019-08-01 | 2958465 |  |  | 001 | 001 |  |  | 2023-03-20 | ACCPMSUP02 | 2023-03-20 | ACCPMSUP02 | RM Handling | INST
W | VJ-KC-WH-02 |  | BAG FILTER OF WH02 | BAGFILTER | RSI | INS | INS |  | 2010011310 | JSWPL-VJN-RMH | 2001 | A | 2001 | 2000 |  | 2019-08-01 | 2958465 |  |  | 001 | 001 |  |  | 2023-03-20 | ACCPMSUP02 | 2023-03-20 | ACCPMSUP02 | RM Handling | INST
W | VJ-KC-WH-03 |  | BAG FILTER OF WH03 | BAGFILTER | RSI | INS | INS |  | 2010011310 | JSWPL-VJN-RMH | 2001 | A | 2001 | 2000 |  | 2019-08-01 | 2958465 |  |  | 001 | 001 |  |  | 2023-03-20 | ACCPMSUP02 | 2023-03-20 | ACCPMSUP02 | RM Handling | INST
W | VJ-KC-WH-04 |  | BAG FILTER OF WH04 | BAGFILTER | RSI | INS | INS |  | 2010011310 | JSWPL-VJN-RMH | 2001 | A | 2001 | 2000 |  | 2019-08-01 | 2958465 |  |  | 001 | 001 |  |  | 2023-03-20 | ACCPMSUP02 | 2023-03-20 | ACCPMSUP02 | RM Handling | INST
W | VJ-KC-WH-05 |  | BAG FILTER OF WH05 | BAGFILTER | RSI | INS | INS |  | 2010011310 | JSWPL-VJN-RMH | 2001 | A | 2001 | 2000 |  | 2019-08-01 | 2958465 |  |  | 001 | 001 |  |  | 2023-03-20 | ACCPMSUP02 | 2023-03-20 | ACCPMSUP02 | RM Handling | INST
W | VJ-KC-WH-06 |  | BAG FILTER OF WH06 | BAGFILTER | RSI | INS | INS |  | 2010011310 | JSWPL-VJN-RMH | 2001 | A | 2001 | 2000 |  | 2019-08-01 | 2958465 |  |  | 001 | 001 |  |  | 2023-03-20 | ACCPMSUP02 | 2023-03-20 | ACCPMSUP02 | RM Handling | INST
W | VJ-KC-WH-07 |  | BAG FILTER OF WH07 | BAGFILTER | RSI | INS | INS |  | 2010011310 | JSWPL-VJN-RMH | 2001 | A | 2001 | 2000 |  | 2019-08-01 | 2958465 |  |  | 001 | 001 |  |  | 2023-03-20 | ACCPMSUP02 | 2023-03-20 | ACCPMSUP02 | RM Handling | INST
W | VJ-KC-WH-08 |  | BAG FILTER OF WH08 | BAGFILTER | RSI | INS | INS |  | 2010011310 | JSWPL-VJN-RMH | 2001 | A | 2001 | 2000 |  | 2019-08-01 | 2958465 |  |  | 001 | 001 |  |  | 2023-03-20 | ACCPMSUP02 | 2023-03-20 | ACCPMSUP02 | RM Handling | INST
N | VJ-LG-101 |  | GOODS LIFT-1 | LIFT | PRP | ELE | ELE |  | 2010011300 | JSWPL-VJN-PRC | 2001 | B | 2001 | 2000 |  | 2019-04-01 | 2958465 |  |  | 001 | 001 |  |  | 2019-07-31 | 06090583 | 2019-07-31 | 06090583 | Processing Block | INST
W | VJ-LIT-128A |  | LEVEL TRANSMITTER OF T-128A | LOAD CELL | UTY | INS | INS |  | 2010011360 | JSWPL-VJN-UTL | 2001 | C | 2001 | 2000 |  | 2019-08-01 | 2958465 |  |  | 001 | 001 |  |  | 2023-03-20 | ACCPMSUP02 | 2023-03-20 | ACCPMSUP02 | Utility section | INST
W | VJ-LIT-CT101 |  | LEVEL TRANSMITTER OF CT-101 | LOAD CELL | UTY | INS | INS |  | 2010011360 | JSWPL-VJN-UTL | 2001 | C | 2001 | 2000 |  | 2019-08-01 | 2958465 |  |  | 001 | 001 |  |  | 2023-03-20 | ACCPMSUP02 | 2023-03-20 | ACCPMSUP02 | Utility section | INST
W | VJ-LIT-CW-101 |  | LEVEL TRANSMITTER COLD WELL-101 | TRANSMITTR | UTY | INS | INS | INS | 2010011360 | JSWPL-VJN-UTL | 2001 | B | 2001 | 2000 |  | 2024-09-27 | 2958465 |  |  | 001 | 001 |  |  | 2024-09-27 | ACCPMSUP06 | 2024-09-27 | ACCPMSUP06 | Utility section | INST
W | VJ-LIT-HW-101 |  | LEVEL TRANSMITTER HOT WELL-101 | TRANSMITTR | UTY | INS | INS | INS | 2010011360 | JSWPL-VJN-UTL | 2001 | B | 2001 | 2000 |  | 2019-08-01 | 2958465 |  |  | 001 | 001 |  |  | 2024-09-27 | ACCPMSUP06 | 2024-09-27 | ACCPMSUP06 | Utility section | INST
W | VJ-LIT-T-300 |  | LEVEL TRANSMITTER T-300 | TRANSMITTR | UTY | INS | INS | INS | 2010011360 | JSWPL-VJN-UTL | 2001 | B | 2001 | 2000 |  | 2024-09-27 | 2958465 |  |  | 001 | 001 |  |  | 2024-09-27 | ACCPMSUP06 | 2024-09-27 | ACCPMSUP06 | Utility section | INST
W | VJ-LIT-T-301 |  | LEVEL TRANSMITTER T-301 | TRANSMITTR | UTY | INS | INS | INS | 2010011360 | JSWPL-VJN-UTL | 2001 | B | 2001 | 2000 |  | 2024-09-27 | 2958465 |  |  | 001 | 001 |  |  | 2024-09-27 | ACCPMSUP06 | 2024-09-27 | ACCPMSUP06 | Utility section | INST
W | VJ-LIT-T3168 |  | LEVEL TRANSMITTER OF T-3168 | LVL INDCTR | RSI | INS | INS |  | 2010011080 | JSWPL-VJN-RMH | 2001 | C | 2001 | 2000 |  | 2019-08-01 | 2958465 |  |  | 001 | 001 |  |  | 2023-03-20 | ACCPMSUP02 | 2023-03-20 | ACCPMSUP02 | RM Handling | INST
N | VJ-LP-101 |  | PASSAGER LIFT-1 | LIFT | PRP | ELE | ELE |  | 2010011300 | JSWPL-VJN-PRC | 2001 | B | 2001 | 2000 |  | 2019-04-01 | 2958465 |  |  | 001 | 001 |  |  | 2019-07-31 | 06090583 | 2019-07-31 | 06090583 | Processing Block | INST
W | VJ-LS-101 |  | LEVEL SWITCH OF FFEED TANK T-101 | LEVEL_SWIT | ETP | INS | INS |  | 2010011350 | JSWPL-VJN-UTL-ETP | 2001 | B | 2001 | 2000 |  | 2019-08-01 | 2958465 |  |  | 001 | 001 |  |  | 2023-03-20 | ACCPMSUP02 | 2023-03-20 | ACCPMSUP02 | ETP | INST
W | VJ-LS-102 |  | LEVEL SWITCH OF FFEED TANK T-102 | LEVEL_SWIT | ETP | INS | INS |  | 2010011350 | JSWPL-VJN-UTL-ETP | 2001 | B | 2001 | 2000 |  | 2019-08-01 | 2958465 |  |  | 001 | 001 |  |  | 2023-03-20 | ACCPMSUP02 | 2023-03-20 | ACCPMSUP02 | ETP | INST
W | VJ-LS-103 |  | LEVEL SWITCH OF FFEED TANK T-103 | LEVEL_SWIT | ETP | INS | INS |  | 2010011350 | JSWPL-VJN-UTL-ETP | 2001 | B | 2001 | 2000 |  | 2019-08-01 | 2958465 |  |  | 001 | 001 |  |  | 2023-03-20 | ACCPMSUP02 | 2023-03-20 | ACCPMSUP02 | ETP | INST
W | VJ-LS-B10-101A |  | LEVEL SWITCH OF T-B10-101B ETP COLLECTIO | LEVEL_SWIT | ETP | INS | INS |  | 2010011350 | JSWPL-VJN-UTL-ETP | 2001 | B | 2001 | 2000 |  | 2019-08-01 | 2958465 |  |  | 001 | 001 |  |  | 2023-03-20 | ACCPMSUP02 | 2023-03-20 | ACCPMSUP02 | ETP | INST
W | VJ-LS-B10-101B |  | LEVEL SWITCH OF T-B10-101A ETP COLLECTIO | LEVEL_SWIT | ETP | INS | INS |  | 2010011350 | JSWPL-VJN-UTL-ETP | 2001 | B | 2001 | 2000 |  | 2019-08-01 | 2958465 |  |  | 001 | 001 |  |  | 2023-03-20 | ACCPMSUP02 | 2023-03-20 | ACCPMSUP02 | ETP | INST
W | VJ-LS-B9-101A |  | LEVEL SWITCH OF T-B9-105A EQUILIZATION T | LEVEL_SWIT | ETP | INS | INS |  | 2010011350 | JSWPL-VJN-UTL-ETP | 2001 | B | 2001 | 2000 |  | 2019-08-01 | 2958465 |  |  | 001 | 001 |  |  | 2023-03-20 | ACCPMSUP02 | 2023-03-20 | ACCPMSUP02 | ETP | INST
W | VJ-LS-B9-101B |  | LEVEL SWITCH OF T-B9-105B EQUILIZATION T | LEVEL_SWIT | ETP | INS | INS |  | 2010011350 | JSWPL-VJN-UTL-ETP | 2001 | B | 2001 | 2000 |  | 2019-08-01 | 2958465 |  |  | 001 | 001 |  |  | 2023-03-20 | ACCPMSUP02 | 2023-03-20 | ACCPMSUP02 | ETP | INST
W | VJ-LS-J2-101 |  | LEVEL SWITCH OF T-J2-101 RO-I & II FEED | LEVEL_SWIT | ETP | INS | INS |  | 2010011350 | JSWPL-VJN-UTL-ETP | 2001 | B | 2001 | 2000 |  | 2019-08-01 | 2958465 |  |  | 001 | 001 |  |  | 2023-03-20 | ACCPMSUP02 | 2023-03-20 | ACCPMSUP02 | ETP | INST
W | VJ-LS-J2-102 |  | LEVEL SWITCH OF T-J2-112 RO CIP TANK | LEVEL_SWIT | ETP | INS | INS |  | 2010011350 | JSWPL-VJN-UTL-ETP | 2001 | B | 2001 | 2000 |  | 2019-08-01 | 2958465 |  |  | 001 | 001 |  |  | 2023-03-20 | ACCPMSUP02 | 2023-03-20 | ACCPMSUP02 | ETP | INST
W | VJ-LS-J2-103 |  | LEVEL SWITCH OF T-J2-114 RO REJECT TANK | LEVEL_SWIT | ETP | INS | INS |  | 2010011350 | JSWPL-VJN-UTL-ETP | 2001 | B | 2001 | 2000 |  | 2019-08-01 | 2958465 |  |  | 001 | 001 |  |  | 2023-03-20 | ACCPMSUP02 | 2023-03-20 | ACCPMSUP02 | ETP | INST
W | VJ-LS-J2-104 |  | LEVEL SWITCH OF T-J2-116 RO PERMEATE TAN | LEVEL_SWIT | ETP | INS | INS |  | 2010011350 | JSWPL-VJN-UTL-ETP | 2001 | B | 2001 | 2000 |  | 2019-08-01 | 2958465 |  |  | 001 | 001 |  |  | 2023-03-20 | ACCPMSUP02 | 2023-03-20 | ACCPMSUP02 | ETP | INST
W | VJ-LS-M2-101 |  | LEVEL SWITCH OF T-M2-106 COLLECTION CHEM | LEVEL_SWIT | ETP | INS | INS |  | 2010011350 | JSWPL-VJN-UTL-ETP | 2001 | B | 2001 | 2000 |  | 2019-08-01 | 2958465 |  |  | 001 | 001 |  |  | 2023-03-20 | ACCPMSUP02 | 2023-03-20 | ACCPMSUP02 | ETP | INST
W | VJ-LS-T-3110-01 |  | LEVEL SWITCH OF T-3110 | LEVEL_SWIT | PRP | INS | INS |  | 2010011370 | JSWPL-VJN-PRC-DIS | 2001 | A | 2001 | 2000 |  | 2019-08-01 | 2958465 |  |  | 001 | 001 |  |  | 2023-03-20 | ACCPMSUP02 | 2023-03-20 | ACCPMSUP02 | Dispersion section | INST
W | VJ-LS-T-3120-01 |  | LEVEL SWITCH OF T-3120 | LEVEL_SWIT | PRP | INS | INS |  | 2010011370 | JSWPL-VJN-PRC-DIS | 2001 | A | 2001 | 2000 |  | 2019-08-01 | 2958465 |  |  | 001 | 001 |  |  | 2023-03-20 | ACCPMSUP02 | 2023-03-20 | ACCPMSUP02 | Dispersion section | INST
W | VJ-LS-T-3130-01 |  | LEVEL SWITCH OF T-3130 | LEVEL_SWIT | PRP | INS | INS |  | 2010011370 | JSWPL-VJN-PRC-DIS | 2001 | A | 2001 | 2000 |  | 2019-08-01 | 2958465 |  |  | 001 | 001 |  |  | 2023-03-20 | ACCPMSUP02 | 2023-03-20 | ACCPMSUP02 | Dispersion section | INST
W | VJ-LS-T-3140-01 |  | LEVEL SWITCH OF T-3140 | LEVEL_SWIT | PRP | INS | INS |  | 2010011370 | JSWPL-VJN-PRC-DIS | 2001 | A | 2001 | 2000 |  | 2019-08-01 | 2958465 |  |  | 001 | 001 |  |  | 2023-03-20 | ACCPMSUP02 | 2023-03-20 | ACCPMSUP02 | Dispersion section | INST
W | VJ-LS-T-3150-01 |  | LEVEL SWITCH OF T-3150 | LEVEL_SWIT | PRP | INS | INS |  | 2010011370 | JSWPL-VJN-PRC-DIS | 2001 | A | 2001 | 2000 |  | 2019-08-01 | 2958465 |  |  | 001 | 001 |  |  | 2023-03-20 | ACCPMSUP02 | 2023-03-20 | ACCPMSUP02 | Dispersion section | INST
W | VJ-LSH-B-01-01 |  | LEVEL SWITCH OF B-01 | LEVEL_SWIT | PRP | INS | INS |  | 2010011250 | JSWPL-VJN-RMH-RMG-ATX | 2001 | A | 2001 | 2000 |  | 2019-06-01 | 2958465 |  |  | 001 | 001 |  |  | 2020-06-17 | 06090583 | 2020-06-17 | 06090583 | Atex System & Medium component handling | DLFL INST
W | VJ-LSH-B-02-01 |  | LEVEL SWITCH OF B-02 | LEVEL_SWIT | PRP | INS | INS |  | 2010011250 | JSWPL-VJN-RMH-RMG-ATX | 2001 | A | 2001 | 2000 |  | 2019-06-01 | 2958465 |  |  | 001 | 001 |  |  | 2020-06-17 | 06090583 | 2020-06-17 | 06090583 | Atex System & Medium component handling | DLFL INST
W | VJ-LSH-B-03-01 |  | LEVEL SWITCH OF B-03 | LEVEL_SWIT | PRP | INS | INS |  | 2010011250 | JSWPL-VJN-RMH-RMG-ATX | 2001 | A | 2001 | 2000 |  | 2019-06-01 | 2958465 |  |  | 001 | 001 |  |  | 2020-06-17 | 06090583 | 2020-06-17 | 06090583 | Atex System & Medium component handling | DLFL INST
W | VJ-LSH-B-04-01 |  | LEVEL SWITCH OF B-04 | LEVEL_SWIT | PRP | INS | INS |  | 2010011250 | JSWPL-VJN-RMH-RMG-ATX | 2001 | A | 2001 | 2000 |  | 2019-06-01 | 2958465 |  |  | 001 | 001 |  |  | 2020-06-17 | 06090583 | 2020-06-17 | 06090583 | Atex System & Medium component handling | DLFL INST
W | VJ-LSH-B-05-01 |  | LEVEL SWITCH OF B-05 | LEVEL_SWIT | PRP | INS | INS |  | 2010011250 | JSWPL-VJN-RMH-RMG-ATX | 2001 | A | 2001 | 2000 |  | 2019-06-01 | 2958465 |  |  | 001 | 001 |  |  | 2020-06-17 | 06090583 | 2020-06-17 | 06090583 | Atex System & Medium component handling | DLFL INST
W | VJ-LSH-B-06-01 |  | LEVEL SWITCH OF B-06 | LEVEL_SWIT | PRP | INS | INS |  | 2010011250 | JSWPL-VJN-RMH-RMG-ATX | 2001 | A | 2001 | 2000 |  | 2019-06-01 | 2958465 |  |  | 001 | 001 |  |  | 2020-06-17 | 06090583 | 2020-06-17 | 06090583 | Atex System & Medium component handling | DLFL INST
W | VJ-LSH-B01-01 |  | LEVEL SWITCH OF B-01 | LEVEL_SWIT | PRP | INS | INS |  | 2010011250 | JSWPL-VJN-RMH-RMG-ATX | 2001 | A | 2001 | 2000 |  | 2019-08-01 | 2958465 |  |  | 001 | 001 |  |  | 2023-03-20 | ACCPMSUP02 | 2023-03-20 | ACCPMSUP02 | Atex System & Medium component handling | INST
W | VJ-LSH-B02-01 |  | LEVEL SWITCH OF B-02 | LEVEL_SWIT | PRP | INS | INS |  | 2010011250 | JSWPL-VJN-RMH-RMG-ATX | 2001 | A | 2001 | 2000 |  | 2019-08-01 | 2958465 |  |  | 001 | 001 |  |  | 2023-03-20 | ACCPMSUP02 | 2023-03-20 | ACCPMSUP02 | Atex System & Medium component handling | INST
W | VJ-LSH-B03-01 |  | LEVEL SWITCH OF B-03 | LEVEL_SWIT | PRP | INS | INS |  | 2010011250 | JSWPL-VJN-RMH-RMG-ATX | 2001 | A | 2001 | 2000 |  | 2019-08-01 | 2958465 |  |  | 001 | 001 |  |  | 2023-03-20 | ACCPMSUP02 | 2023-03-20 | ACCPMSUP02 | Atex System & Medium component handling | INST
W | VJ-LSH-B04-01 |  | LEVEL SWITCH OF B-04 | LEVEL_SWIT | PRP | INS | INS |  | 2010011250 | JSWPL-VJN-RMH-RMG-ATX | 2001 | A | 2001 | 2000 |  | 2019-08-01 | 2958465 |  |  | 001 | 001 |  |  | 2023-03-20 | ACCPMSUP02 | 2023-03-20 | ACCPMSUP02 | Atex System & Medium component handling | INST
W | VJ-LSH-B05-01 |  | LEVEL SWITCH OF B-05 | LEVEL_SWIT | PRP | INS | INS |  | 2010011250 | JSWPL-VJN-RMH-RMG-ATX | 2001 | A | 2001 | 2000 |  | 2019-08-01 | 2958465 |  |  | 001 | 001 |  |  | 2023-03-20 | ACCPMSUP02 | 2023-03-20 | ACCPMSUP02 | Atex System & Medium component handling | INST
W | VJ-LSH-B06-01 |  | LEVEL SWITCH OF B-06 | LEVEL_SWIT | PRP | INS | INS |  | 2010011250 | JSWPL-VJN-RMH-RMG-ATX | 2001 | A | 2001 | 2000 |  | 2019-08-01 | 2958465 |  |  | 001 | 001 |  |  | 2023-03-20 | ACCPMSUP02 | 2023-03-20 | ACCPMSUP02 | Atex System & Medium component handling | INST
W | VJ-LSH-BDS01-03 |  | LEVEL SWITCH OF BDS01 | LEVEL_SWIT | RSI | INS | INS |  | 2010011310 | JSWPL-VJN-RMH | 2001 | A | 2001 | 2000 |  | 2019-08-01 | 2958465 |  |  | 001 | 001 |  |  | 2023-03-20 | ACCPMSUP02 | 2023-03-20 | ACCPMSUP02 | RM Handling | INST
W | VJ-LSH-BDS02-03 |  | LEVEL SWITCH OF BDS02 | LEVEL_SWIT | RSI | INS | INS |  | 2010011310 | JSWPL-VJN-RMH | 2001 | A | 2001 | 2000 |  | 2019-08-01 | 2958465 |  |  | 001 | 001 |  |  | 2023-03-20 | ACCPMSUP02 | 2023-03-20 | ACCPMSUP02 | RM Handling | INST
W | VJ-LSH-BDS03-03 |  | LEVEL SWITCH OF BDS03 | LEVEL_SWIT | RSI | INS | INS |  | 2010011310 | JSWPL-VJN-RMH | 2001 | A | 2001 | 2000 |  | 2019-08-01 | 2958465 |  |  | 001 | 001 |  |  | 2023-03-20 | ACCPMSUP02 | 2023-03-20 | ACCPMSUP02 | RM Handling | INST
W | VJ-LSH-BL-109 |  | LEVEL SWITCH OF BLENDER-109 | LEVEL_SWIT | PRP | INS | INS |  | 2010011350 | JSWPL-VJN-PRC-BLE | 2001 | B | 2001 | 2000 |  | 2025-01-15 | 2958465 |  |  | 001 | 001 |  |  | 2025-01-21 | ACCPMSUP05 | 2025-01-21 | ACCPMSUP05 | Blender Section | INST
W | VJ-LSH-BL-110 |  | LEVEL SWITCH OF BLENDER-110 | LEVEL_SWIT | PRP | INS | INS |  | 2010011350 | JSWPL-VJN-PRC-BLE | 2001 | B | 2001 | 2000 |  | 2025-01-15 | 2958465 |  |  | 001 | 001 |  |  | 2025-01-21 | ACCPMSUP05 | 2025-01-21 | ACCPMSUP05 | Blender Section | INST
W | VJ-LSH-BL-111 |  | LEVEL SWITCH OF BLENDER-111 | LEVEL_SWIT | PRP | INS | INS |  | 2010011350 | JSWPL-VJN-PRC-BLE | 2001 | B | 2001 | 2000 |  | 2025-01-15 | 2958465 |  |  | 001 | 001 |  |  | 2025-01-21 | ACCPMSUP05 | 2025-01-21 | ACCPMSUP05 | Blender Section | INST
W | VJ-LSH-BL-112 |  | LEVEL SWITCH OF BLENDER-112 | LEVEL_SWIT | PRP | INS | INS |  | 2010011350 | JSWPL-VJN-PRC-BLE | 2001 | B | 2001 | 2000 |  | 2025-01-15 | 2958465 |  |  | 001 | 001 |  |  | 2025-01-21 | ACCPMSUP05 | 2025-01-21 | ACCPMSUP05 | Blender Section | INST
W | VJ-LSH-BL-115 |  | LEVEL SWITCH OF BLENDER-115 | LEVEL_SWIT | PRP | INS | INS |  | 2010011350 | JSWPL-VJN-PRC-BLE | 2001 | B | 2001 | 2000 |  | 2025-01-15 | 2958465 |  |  | 001 | 001 |  |  | 2025-01-21 | ACCPMSUP05 | 2025-01-21 | ACCPMSUP05 | Blender Section | INST
W | VJ-LSH-BL-116 |  | LEVEL SWITCH OF BLENDER-116 | LEVEL_SWIT | PRP | INS | INS |  | 2010011350 | JSWPL-VJN-PRC-BLE | 2001 | B | 2001 | 2000 |  | 2025-01-15 | 2958465 |  |  | 001 | 001 |  |  | 2025-01-21 | ACCPMSUP05 | 2025-01-21 | ACCPMSUP05 | Blender Section | INST
W | VJ-LSH-BL-117 |  | LEVEL SWITCH OF BLENDER-117 | LEVEL_SWIT | PRP | INS | INS |  | 2010011350 | JSWPL-VJN-PRC-BLE | 2001 | B | 2001 | 2000 |  | 2025-01-15 | 2958465 |  |  | 001 | 001 |  |  | 2025-01-21 | ACCPMSUP05 | 2025-01-21 | ACCPMSUP05 | Blender Section | INST
W | VJ-LSH-BL-118 |  | LEVEL SWITCH OF BLENDER-118 | LEVEL_SWIT | PRP | INS | INS |  | 2010011350 | JSWPL-VJN-PRC-BLE | 2001 | B | 2001 | 2000 |  | 2025-01-15 | 2958465 |  |  | 001 | 001 |  |  | 2025-01-21 | ACCPMSUP05 | 2025-01-21 | ACCPMSUP05 | Blender Section | INST
W | VJ-LSH-BSM01-01 |  | LEVEL SWITCH OF BSM01 | LEVEL_SWIT | RSI | INS | INS |  | 2010011310 | JSWPL-VJN-RMH | 2001 | A | 2001 | 2000 |  | 2019-08-01 | 2958465 |  |  | 001 | 001 |  |  | 2023-03-20 | ACCPMSUP02 | 2023-03-20 | ACCPMSUP02 | RM Handling | INST
W | VJ-LSH-BSM01-02 |  | LEVEL SWITCH OF BSM01 | LEVEL_SWIT | RSI | INS | INS |  | 2010011310 | JSWPL-VJN-RMH | 2001 | A | 2001 | 2000 |  | 2019-08-01 | 2958465 |  |  | 001 | 001 |  |  | 2023-03-20 | ACCPMSUP02 | 2023-03-20 | ACCPMSUP02 | RM Handling | INST
W | VJ-LSH-PH-01-01 |  | LEVEL SWITCH OF PH-01 | LEVEL_SWIT | PRP | INS | INS |  | 2010011250 | JSWPL-VJN-PRC | 2001 | A | 2001 | 2000 |  | 2019-06-01 | 2958465 |  |  | 001 | 001 |  |  | 2020-06-17 | 06090583 | 2020-06-17 | 06090583 | Processing Block | DLFL INST
W | VJ-LSH-PH-03-01 |  | LEVEL SWITCH OF PH-03 | LEVEL_SWIT | PRP | INS | INS |  | 2010011250 | JSWPL-VJN-PRC | 2001 | A | 2001 | 2000 |  | 2019-06-01 | 2958465 |  |  | 001 | 001 |  |  | 2020-06-17 | 06090583 | 2020-06-17 | 06090583 | Processing Block | DLFL INST
W | VJ-LSH-PH-05-01 |  | LEVEL SWITCH OF PH-05 | LEVEL_SWIT | PRP | INS | INS |  | 2010011250 | JSWPL-VJN-PRC | 2001 | A | 2001 | 2000 |  | 2019-06-01 | 2958465 |  |  | 001 | 001 |  |  | 2020-06-17 | 06090583 | 2020-06-17 | 06090583 | Processing Block | DLFL INST
W | VJ-LSH-PH-07-01 |  | LEVEL SWITCH OF PH-07 | LEVEL_SWIT | PRP | INS | INS |  | 2010011250 | JSWPL-VJN-PRC | 2001 | A | 2001 | 2000 |  | 2019-06-01 | 2958465 |  |  | 001 | 001 |  |  | 2020-06-17 | 06090583 | 2020-06-17 | 06090583 | Processing Block | DLFL INST
W | VJ-LSH-PH-08-01 |  | LEVEL SWITCH OF PH-08 | LEVEL_SWIT | PRP | INS | INS |  | 2010011250 | JSWPL-VJN-PRC | 2001 | A | 2001 | 2000 |  | 2019-06-01 | 2958465 |  |  | 001 | 001 |  |  | 2020-06-17 | 06090583 | 2020-06-17 | 06090583 | Processing Block | DLFL INST
W | VJ-LSH-PH-10-01 |  | LEVEL SWITCH OF PH-10 | LEVEL_SWIT | PRP | INS | INS |  | 2010011250 | JSWPL-VJN-PRC | 2001 | A | 2001 | 2000 |  | 2019-06-01 | 2958465 |  |  | 001 | 001 |  |  | 2020-06-17 | 06090583 | 2020-06-17 | 06090583 | Processing Block | DLFL INST
W | VJ-LSH-PH-12-01 |  | LEVEL SWITCH OF PH-12 | LEVEL_SWIT | PRP | INS | INS |  | 2010011250 | JSWPL-VJN-PRC | 2001 | A | 2001 | 2000 |  | 2019-06-01 | 2958465 |  |  | 001 | 001 |  |  | 2020-06-17 | 06090583 | 2020-06-17 | 06090583 | Processing Block | DLFL INST
W | VJ-LSH-PH01-01 |  | LEVEL SWITCH OF PH-01 | LEVEL_SWIT | PRP | INS | INS |  | 2010011250 | JSWPL-VJN-PRC | 2001 | A | 2001 | 2000 |  | 2019-08-01 | 2958465 |  |  | 001 | 001 |  |  | 2023-03-20 | ACCPMSUP02 | 2023-03-20 | ACCPMSUP02 | Processing Block | INST
W | VJ-LSH-PH03-01 |  | LEVEL SWITCH OF PH-03 | LEVEL_SWIT | PRP | INS | INS |  | 2010011250 | JSWPL-VJN-PRC | 2001 | A | 2001 | 2000 |  | 2019-08-01 | 2958465 |  |  | 001 | 001 |  |  | 2023-03-20 | ACCPMSUP02 | 2023-03-20 | ACCPMSUP02 | Processing Block | INST
W | VJ-LSH-PH05-01 |  | LEVEL SWITCH OF PH-05 | LEVEL_SWIT | PRP | INS | INS |  | 2010011250 | JSWPL-VJN-PRC | 2001 | A | 2001 | 2000 |  | 2019-08-01 | 2958465 |  |  | 001 | 001 |  |  | 2023-03-20 | ACCPMSUP02 | 2023-03-20 | ACCPMSUP02 | Processing Block | INST
W | VJ-LSH-PH07-01 |  | LEVEL SWITCH OF PH-07 | LEVEL_SWIT | PRP | INS | INS |  | 2010011250 | JSWPL-VJN-PRC | 2001 | A | 2001 | 2000 |  | 2019-08-01 | 2958465 |  |  | 001 | 001 |  |  | 2023-03-20 | ACCPMSUP02 | 2023-03-20 | ACCPMSUP02 | Processing Block | INST
W | VJ-LSH-PH08-01 |  | LEVEL SWITCH OF PH-08 | LEVEL_SWIT | PRP | INS | INS |  | 2010011250 | JSWPL-VJN-PRC | 2001 | A | 2001 | 2000 |  | 2019-08-01 | 2958465 |  |  | 001 | 001 |  |  | 2023-03-20 | ACCPMSUP02 | 2023-03-20 | ACCPMSUP02 | Processing Block | INST
W | VJ-LSH-PH10-01 |  | LEVEL SWITCH OF PH-10 | LEVEL_SWIT | PRP | INS | INS |  | 2010011250 | JSWPL-VJN-PRC | 2001 | A | 2001 | 2000 |  | 2019-08-01 | 2958465 |  |  | 001 | 001 |  |  | 2023-03-20 | ACCPMSUP02 | 2023-03-20 | ACCPMSUP02 | Processing Block | INST
W | VJ-LSH-PH12-01 |  | LEVEL SWITCH OF PH-12 | LEVEL_SWIT | PRP | INS | INS |  | 2010011250 | JSWPL-VJN-PRC | 2001 | A | 2001 | 2000 |  | 2019-08-01 | 2958465 |  |  | 001 | 001 |  |  | 2023-03-20 | ACCPMSUP02 | 2023-03-20 | ACCPMSUP02 | Processing Block | INST
W | VJ-LSH-S01-01 |  | LEVEL SWITCH OF S-01 | LEVEL_SWIT | RSI | INS | INS |  | 2010011310 | JSWPL-VJN-RMH | 2001 | A | 2001 | 2000 |  | 2019-08-01 | 2958465 |  |  | 001 | 001 |  |  | 2023-03-20 | ACCPMSUP02 | 2023-03-20 | ACCPMSUP02 | RM Handling | INST
W | VJ-LSH-S02-01 |  | LEVEL SWITCH OF S-02 | LEVEL_SWIT | RSI | INS | INS |  | 2010011310 | JSWPL-VJN-RMH | 2001 | A | 2001 | 2000 |  | 2019-08-01 | 2958465 |  |  | 001 | 001 |  |  | 2023-03-20 | ACCPMSUP02 | 2023-03-20 | ACCPMSUP02 | RM Handling | INST
W | VJ-LSH-S03-01 |  | LEVEL SWITCH OF S-03 | LEVEL_SWIT | RSI | INS | INS |  | 2010011310 | JSWPL-VJN-RMH | 2001 | A | 2001 | 2000 |  | 2019-08-01 | 2958465 |  |  | 001 | 001 |  |  | 2023-03-20 | ACCPMSUP02 | 2023-03-20 | ACCPMSUP02 | RM Handling | INST
W | VJ-LSH-S04-01 |  | LEVEL SWITCH OF S-04 | LEVEL_SWIT | RSI | INS | INS |  | 2010011310 | JSWPL-VJN-RMH | 2001 | A | 2001 | 2000 |  | 2019-08-01 | 2958465 |  |  | 001 | 001 |  |  | 2023-03-20 | ACCPMSUP02 | 2023-03-20 | ACCPMSUP02 | RM Handling | INST
W | VJ-LSH-S05-01 |  | LEVEL SWITCH OF S-05 | LEVEL_SWIT | RSI | INS | INS |  | 2010011310 | JSWPL-VJN-RMH | 2001 | A | 2001 | 2000 |  | 2019-08-01 | 2958465 |  |  | 001 | 001 |  |  | 2023-03-20 | ACCPMSUP02 | 2023-03-20 | ACCPMSUP02 | RM Handling | INST
W | VJ-LSH-S06-01 |  | LEVEL SWITCH OF S-06 | LEVEL_SWIT | RSI | INS | INS |  | 2010011310 | JSWPL-VJN-RMH | 2001 | A | 2001 | 2000 |  | 2019-08-01 | 2958465 |  |  | 001 | 001 |  |  | 2023-03-20 | ACCPMSUP02 | 2023-03-20 | ACCPMSUP02 | RM Handling | INST
W | VJ-LSH-S07-01 |  | LEVEL SWITCH OF S-07 | LEVEL_SWIT | RSI | INS | INS |  | 2010011310 | JSWPL-VJN-RMH | 2001 | A | 2001 | 2000 |  | 2019-08-01 | 2958465 |  |  | 001 | 001 |  |  | 2023-03-20 | ACCPMSUP02 | 2023-03-20 | ACCPMSUP02 | RM Handling | INST
W | VJ-LSH-S08-01 |  | LEVEL SWITCH OF S-08 | LEVEL_SWIT | RSI | INS | INS |  | 2010011310 | JSWPL-VJN-RMH | 2001 | A | 2001 | 2000 |  | 2019-08-01 | 2958465 |  |  | 001 | 001 |  |  | 2023-03-20 | ACCPMSUP02 | 2023-03-20 | ACCPMSUP02 | RM Handling | INST
W | VJ-LSH-S09-01 |  | LEVEL SWITCH OF S-09 | LEVEL_SWIT | RSI | INS | INS |  | 2010011310 | JSWPL-VJN-RMH | 2001 | A | 2001 | 2000 |  | 2019-08-01 | 2958465 |  |  | 001 | 001 |  |  | 2023-03-20 | ACCPMSUP02 | 2023-03-20 | ACCPMSUP02 | RM Handling | INST
W | VJ-LSH-S10-01 |  | LEVEL SWITCH OF S-10 | LEVEL_SWIT | RSI | INS | INS |  | 2010011310 | JSWPL-VJN-RMH | 2001 | A | 2001 | 2000 |  | 2019-08-01 | 2958465 |  |  | 001 | 001 |  |  | 2023-03-20 | ACCPMSUP02 | 2023-03-20 | ACCPMSUP02 | RM Handling | INST
W | VJ-LSH-S11-01 |  | LEVEL SWITCH OF S-11 | LEVEL_SWIT | RSI | INS | INS |  | 2010011310 | JSWPL-VJN-RMH | 2001 | A | 2001 | 2000 |  | 2019-08-01 | 2958465 |  |  | 001 | 001 |  |  | 2023-03-20 | ACCPMSUP02 | 2023-03-20 | ACCPMSUP02 | RM Handling | INST
W | VJ-LSH-S12-01 |  | LEVEL SWITCH OF S-12 | LEVEL_SWIT | RSI | INS | INS |  | 2010011310 | JSWPL-VJN-RMH | 2001 | A | 2001 | 2000 |  | 2019-08-01 | 2958465 |  |  | 001 | 001 |  |  | 2023-03-20 | ACCPMSUP02 | 2023-03-20 | ACCPMSUP02 | RM Handling | INST
W | VJ-LSH-S13-01 |  | LEVEL SWITCH OF S-13 | LEVEL_SWIT | RSI | INS | INS |  | 2010011310 | JSWPL-VJN-RMH | 2001 | A | 2001 | 2000 |  | 2019-08-01 | 2958465 |  |  | 001 | 001 |  |  | 2023-03-20 | ACCPMSUP02 | 2023-03-20 | ACCPMSUP02 | RM Handling | INST
W | VJ-LSH-S14-01 |  | LEVEL SWITCH OF S-14 | LEVEL_SWIT | RSI | INS | INS |  | 2010011310 | JSWPL-VJN-RMH | 2001 | A | 2001 | 2000 |  | 2019-08-01 | 2958465 |  |  | 001 | 001 |  |  | 2023-03-20 | ACCPMSUP02 | 2023-03-20 | ACCPMSUP02 | RM Handling | INST
W | VJ-LSH-S15-01 |  | LEVEL SWITCH OF S-15 | LEVEL_SWIT | RSI | INS | INS |  | 2010011310 | JSWPL-VJN-RMH | 2001 | A | 2001 | 2000 |  | 2019-08-01 | 2958465 |  |  | 001 | 001 |  |  | 2023-03-20 | ACCPMSUP02 | 2023-03-20 | ACCPMSUP02 | RM Handling | INST
W | VJ-LSH-S16-01 |  | LEVEL SWITCH OF S-16 | LEVEL_SWIT | RSI | INS | INS |  | 2010011310 | JSWPL-VJN-RMH | 2001 | A | 2001 | 2000 |  | 2019-08-01 | 2958465 |  |  | 001 | 001 |  |  | 2023-03-20 | ACCPMSUP02 | 2023-03-20 | ACCPMSUP02 | RM Handling | INST
W | VJ-LSH-S17-01 |  | LEVEL SWITCH OF S-17 | LEVEL_SWIT | RSI | INS | INS |  | 2010011310 | JSWPL-VJN-RMH | 2001 | A | 2001 | 2000 |  | 2019-08-01 | 2958465 |  |  | 001 | 001 |  |  | 2023-03-20 | ACCPMSUP02 | 2023-03-20 | ACCPMSUP02 | RM Handling | INST
W | VJ-LSH-S18-01 |  | LEVEL SWITCH OF S-18 | LEVEL_SWIT | RSI | INS | INS |  | 2010011310 | JSWPL-VJN-RMH | 2001 | A | 2001 | 2000 |  | 2019-08-01 | 2958465 |  |  | 001 | 001 |  |  | 2023-03-20 | ACCPMSUP02 | 2023-03-20 | ACCPMSUP02 | RM Handling | INST
W | VJ-LSH-S19-01 |  | LEVEL SWITCH OF S-19 | LEVEL_SWIT | RSI | INS | INS |  | 2010011310 | JSWPL-VJN-RMH | 2001 | A | 2001 | 2000 |  | 2019-08-01 | 2958465 |  |  | 001 | 001 |  |  | 2023-03-20 | ACCPMSUP02 | 2023-03-20 | ACCPMSUP02 | RM Handling | INST
W | VJ-LSH-S20-01 |  | LEVEL SWITCH OF S-20 | LEVEL_SWIT | RSI | INS | INS |  | 2010011310 | JSWPL-VJN-RMH | 2001 | A | 2001 | 2000 |  | 2019-08-01 | 2958465 |  |  | 001 | 001 |  |  | 2023-03-20 | ACCPMSUP02 | 2023-03-20 | ACCPMSUP02 | RM Handling | INST
W | VJ-LSH-S21-01 |  | LEVEL SWITCH OF S-21 | LEVEL_SWIT | RSI | INS | INS |  | 2010011310 | JSWPL-VJN-RMH | 2001 | A | 2001 | 2000 |  | 2019-08-01 | 2958465 |  |  | 001 | 001 |  |  | 2023-03-20 | ACCPMSUP02 | 2023-03-20 | ACCPMSUP02 | RM Handling | INST
W | VJ-LSH-S22-01 |  | LEVEL SWITCH OF S-22 | LEVEL_SWIT | RSI | INS | INS |  | 2010011310 | JSWPL-VJN-RMH | 2001 | A | 2001 | 2000 |  | 2019-08-01 | 2958465 |  |  | 001 | 001 |  |  | 2023-03-20 | ACCPMSUP02 | 2023-03-20 | ACCPMSUP02 | RM Handling | INST
W | VJ-LSH-T-102A |  | LEVEL SWITCH OF T-102A | LEVEL_SWIT | PRP | INS | INS |  | 2010011080 | JSWPL-VJN-RMH-TNK | 2001 | A | 2001 | 2000 |  | 2019-06-01 | 2958465 |  |  | 001 | 001 |  |  | 2020-06-17 | 06090583 | 2020-06-17 | 06090583 | Tank Farm | INST
W | VJ-LSH-T-102B |  | LEVEL SWITCH OF T-102B | LEVEL_SWIT | PRP | INS | INS |  | 2010011080 | JSWPL-VJN-RMH-TNK | 2001 | A | 2001 | 2000 |  | 2019-06-01 | 2958465 |  |  | 001 | 001 |  |  | 2020-06-17 | 06090583 | 2020-06-17 | 06090583 | Tank Farm | INST
W | VJ-LSH-T-104A |  | LEVEL SWITCH OF T-104A | LEVEL_SWIT | PRP | INS | INS |  | 2010011080 | JSWPL-VJN-RMH-TNK | 2001 | A | 2001 | 2000 |  | 2019-06-01 | 2958465 |  |  | 001 | 001 |  |  | 2020-06-17 | 06090583 | 2020-06-17 | 06090583 | Tank Farm | INST
W | VJ-LSH-T-104B |  | LEVEL SWITCH OF T-104B | LEVEL_SWIT | PRP | INS | INS |  | 2010011080 | JSWPL-VJN-RMH-TNK | 2001 | A | 2001 | 2000 |  | 2019-06-01 | 2958465 |  |  | 001 | 001 |  |  | 2020-06-17 | 06090583 | 2020-06-17 | 06090583 | Tank Farm | INST
W | VJ-LSH-T-108 |  | LEVEL SWITCH OF T-108 | LEVEL_SWIT | PRP | INS | INS |  | 2010011080 | JSWPL-VJN-RMH-TNK | 2001 | A | 2001 | 2000 |  | 2019-06-01 | 2958465 |  |  | 001 | 001 |  |  | 2020-06-17 | 06090583 | 2020-06-17 | 06090583 | Tank Farm | INST
W | VJ-LSH-T-113A |  | LEVEL SWITCH OF T-113A | LEVEL_SWIT | PRP | INS | INS |  | 2010011080 | JSWPL-VJN-RMH-TNK | 2001 | A | 2001 | 2000 |  | 2019-06-01 | 2958465 |  |  | 001 | 001 |  |  | 2020-06-17 | 06090583 | 2020-06-17 | 06090583 | Tank Farm | INST
W | VJ-LSH-T-113B |  | LEVEL SWITCH OF T-113B | LEVEL_SWIT | PRP | INS | INS |  | 2010011080 | JSWPL-VJN-RMH-TNK | 2001 | A | 2001 | 2000 |  | 2019-06-01 | 2958465 |  |  | 001 | 001 |  |  | 2020-06-17 | 06090583 | 2020-06-17 | 06090583 | Tank Farm | INST
W | VJ-LSH-T-115A |  | LEVEL SWITCH OF T-115A | LEVEL_SWIT | PRP | INS | INS |  | 2010011080 | JSWPL-VJN-RMH-TNK | 2001 | A | 2001 | 2000 |  | 2019-06-01 | 2958465 |  |  | 001 | 001 |  |  | 2020-06-17 | 06090583 | 2020-06-17 | 06090583 | Tank Farm | INST
W | VJ-LSH-T-115B |  | LEVEL SWITCH OF T-115B | LEVEL_SWIT | PRP | INS | INS |  | 2010011080 | JSWPL-VJN-RMH-TNK | 2001 | A | 2001 | 2000 |  | 2019-06-01 | 2958465 |  |  | 001 | 001 |  |  | 2020-06-17 | 06090583 | 2020-06-17 | 06090583 | Tank Farm | INST
W | VJ-LSH-T-115C |  | LEVEL SWITCH OF T-115C | LEVEL_SWIT | PRP | INS | INS |  | 2010011080 | JSWPL-VJN-RMH-TNK | 2001 | A | 2001 | 2000 |  | 2019-06-01 | 2958465 |  |  | 001 | 001 |  |  | 2020-06-17 | 06090583 | 2020-06-17 | 06090583 | Tank Farm | INST
W | VJ-LSH-T-116 |  | LEVEL SWITCH OF T-116 | LEVEL_SWIT | PRP | INS | INS |  | 2010011080 | JSWPL-VJN-RMH-TNK | 2001 | A | 2001 | 2000 |  | 2019-06-01 | 2958465 |  |  | 001 | 001 |  |  | 2020-06-17 | 06090583 | 2020-06-17 | 06090583 | Tank Farm | INST
W | VJ-LSH-T-117A |  | LEVEL SWITCH OF T-117A | LEVEL_SWIT | PRP | INS | INS |  | 2010011080 | JSWPL-VJN-RMH-TNK | 2001 | A | 2001 | 2000 |  | 2019-06-01 | 2958465 |  |  | 001 | 001 |  |  | 2020-06-17 | 06090583 | 2020-06-17 | 06090583 | Tank Farm | INST
W | VJ-LSH-T-118A |  | LEVEL SWITCH OF T-118A | LEVEL_SWIT | PRP | INS | INS |  | 2010011080 | JSWPL-VJN-RMH-TNK | 2001 | A | 2001 | 2000 |  | 2019-06-01 | 2958465 |  |  | 001 | 001 |  |  | 2020-06-17 | 06090583 | 2020-06-17 | 06090583 | Tank Farm | INST
W | VJ-LSH-T-118B |  | LEVEL SWITCH OF T-118B | LEVEL_SWIT | PRP | INS | INS |  | 2010011080 | JSWPL-VJN-RMH-TNK | 2001 | A | 2001 | 2000 |  | 2019-06-01 | 2958465 |  |  | 001 | 001 |  |  | 2020-06-17 | 06090583 | 2020-06-17 | 06090583 | Tank Farm | INST
W | VJ-LSH-T-120A |  | LEVEL SWITCH OF T-120A | LEVEL_SWIT | PRP | INS | INS |  | 2010011080 | JSWPL-VJN-RMH-TNK | 2001 | A | 2001 | 2000 |  | 2019-06-01 | 2958465 |  |  | 001 | 001 |  |  | 2020-06-17 | 06090583 | 2020-06-17 | 06090583 | Tank Farm | INST
W | VJ-LSH-T-120B |  | LEVEL SWITCH OF T-120B | LEVEL_SWIT | PRP | INS | INS |  | 2010011080 | JSWPL-VJN-RMH-TNK | 2001 | A | 2001 | 2000 |  | 2019-06-01 | 2958465 |  |  | 001 | 001 |  |  | 2020-06-17 | 06090583 | 2020-06-17 | 06090583 | Tank Farm | INST
W | VJ-LSH-T-122 |  | LEVEL SWITCH OF T-122 | LEVEL_SWIT | PRP | INS | INS |  | 2010011080 | JSWPL-VJN-RMH-TNK | 2001 | A | 2001 | 2000 |  | 2019-06-01 | 2958465 |  |  | 001 | 001 |  |  | 2020-06-17 | 06090583 | 2020-06-17 | 06090583 | Tank Farm | INST
W | VJ-LSH-T-123 |  | LEVEL SWITCH OF T-123 | LEVEL_SWIT | PRP | INS | INS |  | 2010011080 | JSWPL-VJN-RMH-TNK | 2001 | A | 2001 | 2000 |  | 2019-06-01 | 2958465 |  |  | 001 | 001 |  |  | 2020-06-17 | 06090583 | 2020-06-17 | 06090583 | Tank Farm | INST
W | VJ-LSH-T-124 |  | LEVEL SWITCH OF T-124 | LEVEL_SWIT | PRP | INS | INS |  | 2010011080 | JSWPL-VJN-RMH-TNK | 2001 | A | 2001 | 2000 |  | 2019-06-01 | 2958465 |  |  | 001 | 001 |  |  | 2020-06-17 | 06090583 | 2020-06-17 | 06090583 | Tank Farm | INST
W | VJ-LSH-T-125 |  | LEVEL SWITCH OF T-125 | LEVEL_SWIT | PRP | INS | INS |  | 2010011080 | JSWPL-VJN-RMH-TNK | 2001 | A | 2001 | 2000 |  | 2019-06-01 | 2958465 |  |  | 001 | 001 |  |  | 2020-06-17 | 06090583 | 2020-06-17 | 06090583 | Tank Farm | INST
W | VJ-LSH-T-126 |  | LEVEL SWITCH OF T-126 | LEVEL_SWIT | PRP | INS | INS |  | 2010011080 | JSWPL-VJN-RMH-TNK | 2001 | A | 2001 | 2000 |  | 2019-06-01 | 2958465 |  |  | 001 | 001 |  |  | 2020-06-17 | 06090583 | 2020-06-17 | 06090583 | Tank Farm | INST
W | VJ-LSH-T-127 |  | LEVEL SWITCH OF T-127 | LEVEL_SWIT | PRP | INS | INS |  | 2010011080 | JSWPL-VJN-RMH-TNK | 2001 | A | 2001 | 2000 |  | 2019-06-01 | 2958465 |  |  | 001 | 001 |  |  | 2020-06-17 | 06090583 | 2020-06-17 | 06090583 | Tank Farm | INST
W | VJ-LSH-T-128A |  | LEVEL SWITCH OF T-128A | LEVEL_SWIT | PRP | INS | INS |  | 2010011080 | JSWPL-VJN-RMH-PWT | 2001 | A | 2001 | 2000 |  | 2019-06-01 | 2958465 |  |  | 001 | 001 |  |  | 2020-06-17 | 06090583 | 2020-06-17 | 06090583 | Process Water | INST
W | VJ-LSH-T-129A |  | LEVEL SWITCH OF T-129A | LEVEL_SWIT | PRP | INS | INS |  | 2010011080 | JSWPL-VJN-RMH-TNK | 2001 | A | 2001 | 2000 |  | 2019-06-01 | 2958465 |  |  | 001 | 001 |  |  | 2020-06-17 | 06090583 | 2020-06-17 | 06090583 | Tank Farm | INST
W | VJ-LSH-T-130 |  | LEVEL SWITCH OF T-130 | LEVEL_SWIT | PRP | INS | INS |  | 2010011080 | JSWPL-VJN-RMH | 2001 | A | 2001 | 2000 |  | 2019-06-01 | 2958465 |  |  | 001 | 001 |  |  | 2020-06-17 | 06090583 | 2020-06-17 | 06090583 | RM Handling | INST
W | VJ-LSH-T-131 |  | LEVEL SWITCH OF T-131 | LEVEL_SWIT | PRP | INS | INS |  | 2010011080 | JSWPL-VJN-RMH | 2001 | A | 2001 | 2000 |  | 2019-06-01 | 2958465 |  |  | 001 | 001 |  |  | 2020-06-17 | 06090583 | 2020-06-17 | 06090583 | RM Handling | INST
W | VJ-LSH-T-133 |  | LEVEL SWITCH OF T-133 | LEVEL_SWIT | PRP | INS | INS |  | 2010011080 | JSWPL-VJN-RMH | 2001 | A | 2001 | 2000 |  | 2019-06-01 | 2958465 |  |  | 001 | 001 |  |  | 2020-06-17 | 06090583 | 2020-06-17 | 06090583 | RM Handling | INST
W | VJ-LSH-T-134 |  | LEVEL SWITCH OF T-134 | LEVEL_SWIT | PRP | INS | INS |  | 2010011080 | JSWPL-VJN-RMH | 2001 | A | 2001 | 2000 |  | 2019-06-01 | 2958465 |  |  | 001 | 001 |  |  | 2020-06-17 | 06090583 | 2020-06-17 | 06090583 | RM Handling | INST
W | VJ-LSH-T-135 |  | LEVEL SWITCH OF T-135 | LEVEL_SWIT | PRP | INS | INS |  | 2010011080 | JSWPL-VJN-RMH | 2001 | A | 2001 | 2000 |  | 2019-06-01 | 2958465 |  |  | 001 | 001 |  |  | 2020-06-17 | 06090583 | 2020-06-17 | 06090583 | RM Handling | INST
W | VJ-LSH-T-136 |  | LEVEL SWITCH OF T-136 | LEVEL_SWIT | PRP | INS | INS |  | 2010011080 | JSWPL-VJN-RMH | 2001 | A | 2001 | 2000 |  | 2019-06-01 | 2958465 |  |  | 001 | 001 |  |  | 2020-06-17 | 06090583 | 2020-06-17 | 06090583 | RM Handling | INST
W | VJ-LSH-T-137 |  | LEVEL SWITCH OF T-137 | LEVEL_SWIT | PRP | INS | INS |  | 2010011080 | JSWPL-VJN-RMH | 2001 | A | 2001 | 2000 |  | 2019-06-01 | 2958465 |  |  | 001 | 001 |  |  | 2020-06-17 | 06090583 | 2020-06-17 | 06090583 | RM Handling | INST
W | VJ-LSH-T-138 |  | LEVEL SWITCH OF T-138 | LEVEL_SWIT | PRP | INS | INS |  | 2010011080 | JSWPL-VJN-RMH | 2001 | A | 2001 | 2000 |  | 2019-06-01 | 2958465 |  |  | 001 | 001 |  |  | 2020-06-17 | 06090583 | 2020-06-17 | 06090583 | RM Handling | INST
W | VJ-LSH-T-139 |  | LEVEL SWITCH OF T-139 | LEVEL_SWIT | PRP | INS | INS |  | 2010011080 | JSWPL-VJN-RMH | 2001 | A | 2001 | 2000 |  | 2019-06-01 | 2958465 |  |  | 001 | 001 |  |  | 2020-06-17 | 06090583 | 2020-06-17 | 06090583 | RM Handling | INST
W | VJ-LSH-T-140 |  | LEVEL SWITCH OF T-140 | LEVEL_SWIT | PRP | INS | INS |  | 2010011080 | JSWPL-VJN-RMH | 2001 | A | 2001 | 2000 |  | 2019-06-01 | 2958465 |  |  | 001 | 001 |  |  | 2020-06-17 | 06090583 | 2020-06-17 | 06090583 | RM Handling | INST
W | VJ-LSH-T-141 |  | LEVEL SWITCH OF T-141 | LEVEL_SWIT | PRP | INS | INS |  | 2010011080 | JSWPL-VJN-RMH | 2001 | A | 2001 | 2000 |  | 2019-06-01 | 2958465 |  |  | 001 | 001 |  |  | 2020-06-17 | 06090583 | 2020-06-17 | 06090583 | RM Handling | INST
W | VJ-LSH-T-142A |  | LEVEL SWITCH OF T-142A | LEVEL_SWIT | PRP | INS | INS |  | 2010011080 | JSWPL-VJN-RMH | 2001 | A | 2001 | 2000 |  | 2019-06-01 | 2958465 |  |  | 001 | 001 |  |  | 2020-06-17 | 06090583 | 2020-06-17 | 06090583 | RM Handling | INST
W | VJ-LSH-T-142B |  | LEVEL SWITCH OF T-142B | LEVEL_SWIT | PRP | INS | INS |  | 2010011080 | JSWPL-VJN-RMH | 2001 | A | 2001 | 2000 |  | 2019-06-01 | 2958465 |  |  | 001 | 001 |  |  | 2020-06-17 | 06090583 | 2020-06-17 | 06090583 | RM Handling | INST
W | VJ-LSH-T-143A |  | LEVEL SWITCH OF T-143A | LEVEL_SWIT | PRP | INS | INS |  | 2010011080 | JSWPL-VJN-RMH | 2001 | A | 2001 | 2000 |  | 2019-06-01 | 2958465 |  |  | 001 | 001 |  |  | 2020-06-17 | 06090583 | 2020-06-17 | 06090583 | RM Handling | INST
W | VJ-LSH-T-143B |  | LEVEL SWITCH OF T-143B | LEVEL_SWIT | PRP | INS | INS |  | 2010011080 | JSWPL-VJN-RMH | 2001 | A | 2001 | 2000 |  | 2019-06-01 | 2958465 |  |  | 001 | 001 |  |  | 2020-06-17 | 06090583 | 2020-06-17 | 06090583 | RM Handling | INST
W | VJ-LSH-T-144A |  | LEVEL SWITCH OF T-144A | LEVEL_SWIT | PRP | INS | INS |  | 2010011080 | JSWPL-VJN-RMH | 2001 | A | 2001 | 2000 |  | 2019-06-01 | 2958465 |  |  | 001 | 001 |  |  | 2020-06-17 | 06090583 | 2020-06-17 | 06090583 | RM Handling | INST
W | VJ-LSH-T-144B |  | LEVEL SWITCH OF T-144B | LEVEL_SWIT | PRP | INS | INS |  | 2010011080 | JSWPL-VJN-RMH | 2001 | A | 2001 | 2000 |  | 2019-06-01 | 2958465 |  |  | 001 | 001 |  |  | 2020-06-17 | 06090583 | 2020-06-17 | 06090583 | RM Handling | INST
W | VJ-LSH-T-145A |  | LEVEL SWITCH OF T-145A | LEVEL_SWIT | PRP | INS | INS |  | 2010011080 | JSWPL-VJN-RMH | 2001 | A | 2001 | 2000 |  | 2019-06-01 | 2958465 |  |  | 001 | 001 |  |  | 2020-06-17 | 06090583 | 2020-06-17 | 06090583 | RM Handling | INST
W | VJ-LSH-T-145B |  | LEVEL SWITCH OF T-145B | LEVEL_SWIT | PRP | INS | INS |  | 2010011080 | JSWPL-VJN-RMH | 2001 | A | 2001 | 2000 |  | 2019-06-01 | 2958465 |  |  | 001 | 001 |  |  | 2020-06-17 | 06090583 | 2020-06-17 | 06090583 | RM Handling | INST
W | VJ-LSH-T-146A |  | LEVEL SWITCH OF T-146A | LEVEL_SWIT | PRP | INS | INS |  | 2010011080 | JSWPL-VJN-RMH | 2001 | A | 2001 | 2000 |  | 2019-06-01 | 2958465 |  |  | 001 | 001 |  |  | 2020-06-17 | 06090583 | 2020-06-17 | 06090583 | RM Handling | INST
W | VJ-LSH-T-146B |  | LEVEL SWITCH OF T-146B | LEVEL_SWIT | PRP | INS | INS |  | 2010011080 | JSWPL-VJN-RMH | 2001 | A | 2001 | 2000 |  | 2019-06-01 | 2958465 |  |  | 001 | 001 |  |  | 2020-06-17 | 06090583 | 2020-06-17 | 06090583 | RM Handling | INST
W | VJ-LSH-T-146C |  | LEVEL SWITCH OF T-146C | LEVEL_SWIT | PRP | INS | INS |  | 2010011080 | JSWPL-VJN-RMH | 2001 | A | 2001 | 2000 |  | 2019-06-01 | 2958465 |  |  | 001 | 001 |  |  | 2020-06-17 | 06090583 | 2020-06-17 | 06090583 | RM Handling | INST
W | VJ-LSH-T-146D |  | LEVEL SWITCH OF T-146D | LEVEL_SWIT | PRP | INS | INS |  | 2010011080 | JSWPL-VJN-RMH | 2001 | A | 2001 | 2000 |  | 2019-06-01 | 2958465 |  |  | 001 | 001 |  |  | 2020-06-17 | 06090583 | 2020-06-17 | 06090583 | RM Handling | INST
W | VJ-LSH-T-146E |  | LEVEL SWITCH OF T-146E | LEVEL_SWIT | PRP | INS | INS |  | 2010011080 | JSWPL-VJN-RMH | 2001 | A | 2001 | 2000 |  | 2019-06-01 | 2958465 |  |  | 001 | 001 |  |  | 2020-06-17 | 06090583 | 2020-06-17 | 06090583 | RM Handling | INST
W | VJ-LSH-T-146F |  | LEVEL SWITCH OF T-146F | LEVEL_SWIT | PRP | INS | INS |  | 2010011080 | JSWPL-VJN-RMH | 2001 | A | 2001 | 2000 |  | 2019-06-01 | 2958465 |  |  | 001 | 001 |  |  | 2020-06-17 | 06090583 | 2020-06-17 | 06090583 | RM Handling | INST
W | VJ-LSH-T-147 |  | LEVEL SWITCH OF T-147 | LEVEL_SWIT | PRP | INS | INS |  | 2010011080 | JSWPL-VJN-RMH | 2001 | A | 2001 | 2000 |  | 2019-06-01 | 2958465 |  |  | 001 | 001 |  |  | 2020-06-17 | 06090583 | 2020-06-17 | 06090583 | RM Handling | INST
W | VJ-LSH-T-148 |  | LEVEL SWITCH OF T-148 | LEVEL_SWIT | PRP | INS | INS |  | 2010011080 | JSWPL-VJN-RMH | 2001 | A | 2001 | 2000 |  | 2019-06-01 | 2958465 |  |  | 001 | 001 |  |  | 2020-06-17 | 06090583 | 2020-06-17 | 06090583 | RM Handling | INST
W | VJ-LSH-T-150 |  | LEVEL SWITCH OF T-150 | LEVEL_SWIT | PRP | INS | INS |  | 2010011080 | JSWPL-VJN-RMH | 2001 | A | 2001 | 2000 |  | 2019-06-01 | 2958465 |  |  | 001 | 001 |  |  | 2020-06-17 | 06090583 | 2020-06-17 | 06090583 | RM Handling | INST
W | VJ-LSH-T-151 |  | LEVEL SWITCH OF T-151 | LEVEL_SWIT | PRP | INS | INS |  | 2010011080 | JSWPL-VJN-RMH | 2001 | A | 2001 | 2000 |  | 2019-06-01 | 2958465 |  |  | 001 | 001 |  |  | 2020-06-17 | 06090583 | 2020-06-17 | 06090583 | RM Handling | INST
W | VJ-LSH-T-152 |  | LEVEL SWITCH OF T-152 | LEVEL_SWIT | PRP | INS | INS |  | 2010011080 | JSWPL-VJN-RMH | 2001 | A | 2001 | 2000 |  | 2019-06-01 | 2958465 |  |  | 001 | 001 |  |  | 2020-06-17 | 06090583 | 2020-06-17 | 06090583 | RM Handling | INST
W | VJ-LSH-T-159 |  | LEVEL SWITCH OF T-159 | LEVEL_SWIT | PRP | INS | INS |  | 2010011080 | JSWPL-VJN-RMH | 2001 | A | 2001 | 2000 |  | 2019-06-01 | 2958465 |  |  | 001 | 001 |  |  | 2020-06-17 | 06090583 | 2020-06-17 | 06090583 | RM Handling | INST
W | VJ-LSH-T-160 |  | LEVEL SWITCH OF T-160 | LEVEL_SWIT | PRP | INS | INS |  | 2010011080 | JSWPL-VJN-RMH | 2001 | A | 2001 | 2000 |  | 2019-06-01 | 2958465 |  |  | 001 | 001 |  |  | 2020-06-17 | 06090583 | 2020-06-17 | 06090583 | RM Handling | INST
W | VJ-LSH-T-161 |  | LEVEL SWITCH OF T-161 | LEVEL_SWIT | PRP | INS | INS |  | 2010011080 | JSWPL-VJN-RMH | 2001 | A | 2001 | 2000 |  | 2019-06-01 | 2958465 |  |  | 001 | 001 |  |  | 2020-06-17 | 06090583 | 2020-06-17 | 06090583 | RM Handling | INST
W | VJ-LSH-T-164 |  | LEVEL SWITCH OF T-164 | LEVEL_SWIT | PRP | INS | INS |  | 2010011080 | JSWPL-VJN-RMH | 2001 | A | 2001 | 2000 |  | 2019-06-01 | 2958465 |  |  | 001 | 001 |  |  | 2020-06-17 | 06090583 | 2020-06-17 | 06090583 | RM Handling | INST
W | VJ-LSH-T-171 |  | LEVEL SWITCH OF T-171 | LEVEL_SWIT | PRP | INS | INS |  | 2010011350 | JSWPL-VJN-PRC-WWS | 2001 | A | 2001 | 2000 |  | 2019-06-01 | 2958465 |  |  | 001 | 001 |  |  | 2020-06-17 | 06090583 | 2020-06-17 | 06090583 | Wash Water System | INST
W | VJ-LSH-T-172 |  | LEVEL SWITCH OF T-172 | LEVEL_SWIT | PRP | INS | INS |  | 2010011350 | JSWPL-VJN-PRC-WWS | 2001 | A | 2001 | 2000 |  | 2019-06-01 | 2958465 |  |  | 001 | 001 |  |  | 2020-06-17 | 06090583 | 2020-06-17 | 06090583 | Wash Water System | INST
W | VJ-LSH-T-173A |  | LEVEL SWITCH OF T-173A | LEVEL_SWIT | PRP | INS | INS |  | 2010011350 | JSWPL-VJN-PRC-WWS | 2001 | A | 2001 | 2000 |  | 2019-06-01 | 2958465 |  |  | 001 | 001 |  |  | 2020-06-17 | 06090583 | 2020-06-17 | 06090583 | Wash Water System | INST
W | VJ-LSH-T-173B |  | LEVEL SWITCH OF T-173B | LEVEL_SWIT | PRP | INS | INS |  | 2010011350 | JSWPL-VJN-PRC-WWS | 2001 | A | 2001 | 2000 |  | 2019-06-01 | 2958465 |  |  | 001 | 001 |  |  | 2020-06-17 | 06090583 | 2020-06-17 | 06090583 | Wash Water System | INST
W | VJ-LSH-T-174 |  | LEVEL SWITCH OF T-174 | LEVEL_SWIT | PRP | INS | INS |  | 2010011350 | JSWPL-VJN-PRC-WWS | 2001 | A | 2001 | 2000 |  | 2019-06-01 | 2958465 |  |  | 001 | 001 |  |  | 2020-06-17 | 06090583 | 2020-06-17 | 06090583 | Wash Water System | INST
W | VJ-LSH-T-175 |  | LEVEL SWITCH OF T-175 | LEVEL_SWIT | PRP | INS | INS |  | 2010011350 | JSWPL-VJN-PRC-WWS | 2001 | A | 2001 | 2000 |  | 2019-06-01 | 2958465 |  |  | 001 | 001 |  |  | 2020-06-17 | 06090583 | 2020-06-17 | 06090583 | Wash Water System | INST
W | VJ-LSH-T-176 |  | LEVEL SWITCH OF T-176 | LEVEL_SWIT | PRP | INS | INS |  | 2010011350 | JSWPL-VJN-PRC-WWS | 2001 | A | 2001 | 2000 |  | 2019-06-01 | 2958465 |  |  | 001 | 001 |  |  | 2020-06-17 | 06090583 | 2020-06-17 | 06090583 | Wash Water System | INST
W | VJ-LSH-T-177 |  | LEVEL SWITCH OF T-177 | LEVEL_SWIT | PRP | INS | INS |  | 2010011350 | JSWPL-VJN-PRC-WWS | 2001 | A | 2001 | 2000 |  | 2019-06-01 | 2958465 |  |  | 001 | 001 |  |  | 2020-06-17 | 06090583 | 2020-06-17 | 06090583 | Wash Water System | INST
W | VJ-LSH-T-178 |  | LEVEL SWITCH OF T-178 | LEVEL_SWIT | PRP | INS | INS |  | 2010011350 | JSWPL-VJN-PRC-WWS | 2001 | A | 2001 | 2000 |  | 2019-06-01 | 2958465 |  |  | 001 | 001 |  |  | 2020-06-17 | 06090583 | 2020-06-17 | 06090583 | Wash Water System | INST
W | VJ-LSH-T-179 |  | LEVEL SWITCH OF T-179 | LEVEL_SWIT | PRP | INS | INS |  | 2010011350 | JSWPL-VJN-PRC-WWS | 2001 | A | 2001 | 2000 |  | 2019-06-01 | 2958465 |  |  | 001 | 001 |  |  | 2020-06-17 | 06090583 | 2020-06-17 | 06090583 | Wash Water System | INST
W | VJ-LSH-T-180 |  | LEVEL SWITCH OF T-180 | LEVEL_SWIT | PRP | INS | INS |  | 2010011350 | JSWPL-VJN-PRC-WWS | 2001 | A | 2001 | 2000 |  | 2019-06-01 | 2958465 |  |  | 001 | 001 |  |  | 2020-06-17 | 06090583 | 2020-06-17 | 06090583 | Wash Water System | INST
W | VJ-LSH-T-181 |  | LEVEL SWITCH OF T-181 | LEVEL_SWIT | PRP | INS | INS |  | 2010011350 | JSWPL-VJN-PRC-WWS | 2001 | A | 2001 | 2000 |  | 2019-06-01 | 2958465 |  |  | 001 | 001 |  |  | 2020-06-17 | 06090583 | 2020-06-17 | 06090583 | Wash Water System | INST
W | VJ-LSH-T-182 |  | LEVEL SWITCH OF T-182 | LEVEL_SWIT | PRP | INS | INS |  | 2010011350 | JSWPL-VJN-PRC-WWS | 2001 | A | 2001 | 2000 |  | 2019-06-01 | 2958465 |  |  | 001 | 001 |  |  | 2020-06-17 | 06090583 | 2020-06-17 | 06090583 | Wash Water System | INST
W | VJ-LSH-T-183 |  | LEVEL SWITCH OF T-183 | LEVEL_SWIT | PRP | INS | INS |  | 2010011350 | JSWPL-VJN-PRC-WWS | 2001 | A | 2001 | 2000 |  | 2019-06-01 | 2958465 |  |  | 001 | 001 |  |  | 2020-06-17 | 06090583 | 2020-06-17 | 06090583 | Wash Water System | INST
W | VJ-LSH-T-184 |  | LEVEL SWITCH OF T-184 | LEVEL_SWIT | PRP | INS | INS |  | 2010011350 | JSWPL-VJN-PRC-WWS | 2001 | A | 2001 | 2000 |  | 2019-06-01 | 2958465 |  |  | 001 | 001 |  |  | 2020-06-17 | 06090583 | 2020-06-17 | 06090583 | Wash Water System | INST
W | VJ-LSH-T-185 |  | LEVEL SWITCH OF T-185 | LEVEL_SWIT | PRP | INS | INS |  | 2010011350 | JSWPL-VJN-PRC-WWS | 2001 | A | 2001 | 2000 |  | 2019-06-01 | 2958465 |  |  | 001 | 001 |  |  | 2020-06-17 | 06090583 | 2020-06-17 | 06090583 | Wash Water System | INST
W | VJ-LSH-T-186 |  | LEVEL SWITCH OF T-186 | LEVEL_SWIT | PRP | INS | INS |  | 2010011350 | JSWPL-VJN-PRC-WWS | 2001 | A | 2001 | 2000 |  | 2019-06-01 | 2958465 |  |  | 001 | 001 |  |  | 2020-06-17 | 06090583 | 2020-06-17 | 06090583 | Wash Water System | INST
W | VJ-LSH-T-187 |  | LEVEL SWITCH OF T-187 | LEVEL_SWIT | PRP | INS | INS |  | 2010011350 | JSWPL-VJN-PRC-WWS | 2001 | A | 2001 | 2000 |  | 2019-06-01 | 2958465 |  |  | 001 | 001 |  |  | 2020-06-17 | 06090583 | 2020-06-17 | 06090583 | Wash Water System | INST
W | VJ-LSH-T-188 |  | LEVEL SWITCH OF T-188 | LEVEL_SWIT | PRP | INS | INS |  | 2010011350 | JSWPL-VJN-PRC-WWS | 2001 | A | 2001 | 2000 |  | 2019-06-01 | 2958465 |  |  | 001 | 001 |  |  | 2020-06-17 | 06090583 | 2020-06-17 | 06090583 | Wash Water System | INST
W | VJ-LSH-T-189 |  | LEVEL SWITCH OF T-189 | LEVEL_SWIT | PRP | INS | INS |  | 2010011350 | JSWPL-VJN-PRC-WWS | 2001 | A | 2001 | 2000 |  | 2019-06-01 | 2958465 |  |  | 001 | 001 |  |  | 2020-06-17 | 06090583 | 2020-06-17 | 06090583 | Wash Water System | INST
W | VJ-LSH-T-190 |  | LEVEL SWITCH OF T-190 | LEVEL_SWIT | PRP | INS | INS |  | 2010011350 | JSWPL-VJN-PRC-WWS | 2001 | A | 2001 | 2000 |  | 2019-06-01 | 2958465 |  |  | 001 | 001 |  |  | 2020-06-17 | 06090583 | 2020-06-17 | 06090583 | Wash Water System | INST
W | VJ-LSH-T-191 |  | LEVEL SWITCH OF T-191 | LEVEL_SWIT | PRP | INS | INS |  | 2010011350 | JSWPL-VJN-PRC-WWS | 2001 | A | 2001 | 2000 |  | 2019-06-01 | 2958465 |  |  | 001 | 001 |  |  | 2020-06-17 | 06090583 | 2020-06-17 | 06090583 | Wash Water System | INST
W | VJ-LSH-T-192 |  | LEVEL SWITCH OF T-192 | LEVEL_SWIT | PRP | INS | INS |  | 2010011350 | JSWPL-VJN-PRC-WWS | 2001 | A | 2001 | 2000 |  | 2019-06-01 | 2958465 |  |  | 001 | 001 |  |  | 2020-06-17 | 06090583 | 2020-06-17 | 06090583 | Wash Water System | INST
W | VJ-LSH-T-193 |  | LEVEL SWITCH OF T-193 | LEVEL_SWIT | PRP | INS | INS |  | 2010011350 | JSWPL-VJN-PRC-WWS | 2001 | A | 2001 | 2000 |  | 2019-06-01 | 2958465 |  |  | 001 | 001 |  |  | 2020-06-17 | 06090583 | 2020-06-17 | 06090583 | Wash Water System | INST
W | VJ-LSH-T-194 |  | LEVEL SWITCH OF T-194 | LEVEL_SWIT | PRP | INS | INS |  | 2010011350 | JSWPL-VJN-PRC-WWS | 2001 | A | 2001 | 2000 |  | 2019-06-01 | 2958465 |  |  | 001 | 001 |  |  | 2020-06-17 | 06090583 | 2020-06-17 | 06090583 | Wash Water System | INST
W | VJ-LSH-T-195 |  | LEVEL SWITCH OF T-195 | LEVEL_SWIT | PRP | INS | INS |  | 2010011350 | JSWPL-VJN-PRC-WWS | 2001 | A | 2001 | 2000 |  | 2019-06-01 | 2958465 |  |  | 001 | 001 |  |  | 2020-06-17 | 06090583 | 2020-06-17 | 06090583 | Wash Water System | INST
W | VJ-LSH-T-196 |  | LEVEL SWITCH OF T-196 | LEVEL_SWIT | PRP | INS | INS |  | 2010011350 | JSWPL-VJN-PRC-WWS | 2001 | A | 2001 | 2000 |  | 2019-06-01 | 2958465 |  |  | 001 | 001 |  |  | 2020-06-17 | 06090583 | 2020-06-17 | 06090583 | Wash Water System | INST
W | VJ-LSH-T-197 |  | LEVEL SWITCH OF T-197 | LEVEL_SWIT | PRP | INS | INS |  | 2010011350 | JSWPL-VJN-PRC-WWS | 2001 | A | 2001 | 2000 |  | 2019-06-01 | 2958465 |  |  | 001 | 001 |  |  | 2020-06-17 | 06090583 | 2020-06-17 | 06090583 | Wash Water System | INST
W | VJ-LSH-T-202 |  | LEVEL SWITCH OF T-202 | LEVEL_SWIT | PRP | INS | INS |  | 2010011080 | JSWPL-VJN-RMH | 2001 | A | 2001 | 2000 |  | 2019-06-01 | 2958465 |  |  | 001 | 001 |  |  | 2020-06-17 | 06090583 | 2020-06-17 | 06090583 | RM Handling | INST
W | VJ-LSH-T-203A |  | LEVEL SWITCH OF T-203A | LEVEL_SWIT | PRP | INS | INS |  | 2010011080 | JSWPL-VJN-RMH | 2001 | A | 2001 | 2000 |  | 2019-06-01 | 2958465 |  |  | 001 | 001 |  |  | 2020-06-17 | 06090583 | 2020-06-17 | 06090583 | RM Handling | INST
W | VJ-LSH-T-203B |  | LEVEL SWITCH OF T-203B | LEVEL_SWIT | PRP | INS | INS |  | 2010011080 | JSWPL-VJN-RMH | 2001 | A | 2001 | 2000 |  | 2019-06-01 | 2958465 |  |  | 001 | 001 |  |  | 2020-06-17 | 06090583 | 2020-06-17 | 06090583 | RM Handling | INST
W | VJ-LSH-T-204 |  | LEVEL SWITCH OF T-204 | LEVEL_SWIT | PRP | INS | INS |  | 2010011080 | JSWPL-VJN-RMH | 2001 | A | 2001 | 2000 |  | 2019-06-01 | 2958465 |  |  | 001 | 001 |  |  | 2020-06-17 | 06090583 | 2020-06-17 | 06090583 | RM Handling | INST
W | VJ-LSH-T-205 |  | LEVEL SWITCH OF T-205 | LEVEL_SWIT | PRP | INS | INS |  | 2010011080 | JSWPL-VJN-RMH | 2001 | A | 2001 | 2000 |  | 2019-06-01 | 2958465 |  |  | 001 | 001 |  |  | 2020-06-17 | 06090583 | 2020-06-17 | 06090583 | RM Handling | INST
W | VJ-LSH-T-206 |  | LEVEL SWITCH OF T-206 | LEVEL_SWIT | PRP | INS | INS |  | 2010011080 | JSWPL-VJN-RMH | 2001 | A | 2001 | 2000 |  | 2019-06-01 | 2958465 |  |  | 001 | 001 |  |  | 2020-06-17 | 06090583 | 2020-06-17 | 06090583 | RM Handling | INST
W | VJ-LSH-T-207 |  | LEVEL SWITCH OF T-207 | LEVEL_SWIT | PRP | INS | INS |  | 2010011080 | JSWPL-VJN-RMH | 2001 | A | 2001 | 2000 |  | 2019-06-01 | 2958465 |  |  | 001 | 001 |  |  | 2020-06-17 | 06090583 | 2020-06-17 | 06090583 | RM Handling | INST
W | VJ-LSH-T-208 |  | LEVEL SWITCH OF T-208 | LEVEL_SWIT | PRP | INS | INS |  | 2010011080 | JSWPL-VJN-RMH | 2001 | A | 2001 | 2000 |  | 2019-06-01 | 2958465 |  |  | 001 | 001 |  |  | 2020-06-17 | 06090583 | 2020-06-17 | 06090583 | RM Handling | INST
W | VJ-LSH-T-300 |  | LEVEL SWITCH OF T-300 | LEVEL_SWIT | PRP | INS | INS |  | 2010011350 | JSWPL-VJN-UTL | 2001 | A | 2001 | 2000 |  | 2019-06-01 | 2958465 |  |  | 001 | 001 |  |  | 2020-06-17 | 06090583 | 2020-06-17 | 06090583 | Utility section | INST
W | VJ-LSH-T-3160 |  | LEVEL SWITCH OF T-3160 | LEVEL_SWIT | PRP | INS | INS |  | 2010011350 | JSWPL-VJN-PRC-WWS | 2001 | A | 2001 | 2000 |  | 2019-06-01 | 2958465 |  |  | 001 | 001 |  |  | 2020-06-17 | 06090583 | 2020-06-17 | 06090583 | Wash Water System | INST
W | VJ-LSH-T-3161 |  | LEVEL SWITCH OF T-3161 | LEVEL_SWIT | PRP | INS | INS |  | 2010011350 | JSWPL-VJN-PRC-WWS | 2001 | A | 2001 | 2000 |  | 2019-06-01 | 2958465 |  |  | 001 | 001 |  |  | 2020-06-17 | 06090583 | 2020-06-17 | 06090583 | Wash Water System | INST
W | VJ-LSH-T-3162 |  | LEVEL SWITCH OF T-3162 | LEVEL_SWIT | PRP | INS | INS |  | 2010011350 | JSWPL-VJN-PRC-WWS | 2001 | A | 2001 | 2000 |  | 2019-06-01 | 2958465 |  |  | 001 | 001 |  |  | 2020-06-17 | 06090583 | 2020-06-17 | 06090583 | Wash Water System | INST
W | VJ-LSH-T-3163 |  | LEVEL SWITCH OF T-3163 | LEVEL_SWIT | PRP | INS | INS |  | 2010011350 | JSWPL-VJN-PRC-WWS | 2001 | A | 2001 | 2000 |  | 2019-06-01 | 2958465 |  |  | 001 | 001 |  |  | 2020-06-17 | 06090583 | 2020-06-17 | 06090583 | Wash Water System | INST
W | VJ-LSH-T-3164 |  | LEVEL SWITCH OF T-3164 | LEVEL_SWIT | PRP | INS | INS |  | 2010011350 | JSWPL-VJN-PRC-WWS | 2001 | A | 2001 | 2000 |  | 2019-06-01 | 2958465 |  |  | 001 | 001 |  |  | 2020-06-17 | 06090583 | 2020-06-17 | 06090583 | Wash Water System | INST
W | VJ-LSH-T-3165 |  | LEVEL SWITCH OF T-3165 | LEVEL_SWIT | PRP | INS | INS |  | 2010011350 | JSWPL-VJN-PRC-WWS | 2001 | A | 2001 | 2000 |  | 2019-06-01 | 2958465 |  |  | 001 | 001 |  |  | 2020-06-17 | 06090583 | 2020-06-17 | 06090583 | Wash Water System | INST
W | VJ-LSH-T-3166 |  | LEVEL SWITCH OF T-3166 | LEVEL_SWIT | PRP | INS | INS |  | 2010011350 | JSWPL-VJN-PRC-WWS | 2001 | A | 2001 | 2000 |  | 2019-06-01 | 2958465 |  |  | 001 | 001 |  |  | 2020-06-17 | 06090583 | 2020-06-17 | 06090583 | Wash Water System | INST
W | VJ-LSH-T-3167 |  | LEVEL SWITCH OF T-3167 | LEVEL_SWIT | TFM | INS | INS |  | 2010011350 | JSWPL-VJN-PRC-WWS | 2001 | A | 2001 | 2000 |  | 2019-06-01 | 2958465 |  |  | 001 | 001 |  |  | 2020-06-17 | 06090583 | 2020-06-17 | 06090583 | Wash Water System | INST
W | VJ-LSH-T-3169 |  | LEVEL SWITCH OF T-3169 | LEVEL_SWIT | PRP | INS | INS |  | 2010011350 | JSWPL-VJN-PRC-WWS | 2001 | A | 2001 | 2000 |  | 2019-06-01 | 2958465 |  |  | 001 | 001 |  |  | 2020-06-17 | 06090583 | 2020-06-17 | 06090583 | Wash Water System | INST
W | VJ-LSH-T-3170 |  | LEVEL SWITCH OF T-3170 | LEVEL_SWIT | PRP | INS | INS |  | 2010011350 | JSWPL-VJN-PRC-WWS | 2001 | A | 2001 | 2000 |  | 2019-06-01 | 2958465 |  |  | 001 | 001 |  |  | 2020-06-17 | 06090583 | 2020-06-17 | 06090583 | Wash Water System | INST
W | VJ-LSH-T-3171 |  | LEVEL SWITCH OF T-3171 | LEVEL_SWIT | PRP | INS | INS |  | 2010011350 | JSWPL-VJN-PRC-WWS | 2001 | A | 2001 | 2000 |  | 2019-06-01 | 2958465 |  |  | 001 | 001 |  |  | 2020-06-17 | 06090583 | 2020-06-17 | 06090583 | Wash Water System | INST
W | VJ-LSH-T-3174 |  | LEVEL SWITCH OF T-3174 | LEVEL_SWIT | PRP | INS | INS |  | 2010011350 | JSWPL-VJN-PRC-WWS | 2001 | A | 2001 | 2000 |  | 2019-06-01 | 2958465 |  |  | 001 | 001 |  |  | 2020-06-17 | 06090583 | 2020-06-17 | 06090583 | Wash Water System | INST
W | VJ-LSH-T-3175 |  | LEVEL SWITCH OF T-3175 | LEVEL_SWIT | PRP | INS | INS |  | 2010011350 | JSWPL-VJN-PRC-WWS | 2001 | A | 2001 | 2000 |  | 2019-06-01 | 2958465 |  |  | 001 | 001 |  |  | 2020-06-17 | 06090583 | 2020-06-17 | 06090583 | Wash Water System | INST
W | VJ-LSH-T-3176 |  | LEVEL SWITCH OF T-3176 | LEVEL_SWIT | PRP | INS | INS |  | 2010011350 | JSWPL-VJN-PRC-WWS | 2001 | A | 2001 | 2000 |  | 2019-06-01 | 2958465 |  |  | 001 | 001 |  |  | 2020-06-17 | 06090583 | 2020-06-17 | 06090583 | Wash Water System | INST
W | VJ-LSH-T-V101 |  | LEVEL SWITCH OF TV-101 | LEVEL_SWIT | PRP | INS | INS |  | 2010011080 | JSWPL-VJN-RMH | 2001 | A | 2001 | 2000 |  | 2019-06-01 | 2958465 |  |  | 001 | 001 |  |  | 2020-06-17 | 06090583 | 2020-06-17 | 06090583 | RM Handling | INST
W | VJ-LSH-T-V129 |  | LEVEL SWITCH OF TV-129 | LEVEL_SWIT | PRP | INS | INS |  | 2010011080 | JSWPL-VJN-RMH | 2001 | A | 2001 | 2000 |  | 2019-06-01 | 2958465 |  |  | 001 | 001 |  |  | 2020-06-17 | 06090583 | 2020-06-17 | 06090583 | RM Handling | INST
W | VJ-LSH-T-V201 |  | LEVEL SWITCH OF TV-201 | LEVEL_SWIT | PRP | INS | INS |  | 2010011080 | JSWPL-VJN-RMH | 2001 | A | 2001 | 2000 |  | 2019-06-01 | 2958465 |  |  | 001 | 001 |  |  | 2020-06-17 | 06090583 | 2020-06-17 | 06090583 | RM Handling | INST
W | VJ-LSH-T301 |  | LEVEL SWITCH OF T-301 | LEVEL_SWIT | UTY | INS | INS |  | 2010011360 | JSWPL-VJN-UTL | 2001 | C | 2001 | 2000 |  | 2019-08-01 | 2958465 |  |  | 001 | 001 |  |  | 2023-03-20 | ACCPMSUP02 | 2023-03-20 | ACCPMSUP02 | Utility section | INST
W | VJ-LSH-T302 |  | LEVEL SWITCH OF T-302 | LEVEL_SWIT | UTY | INS | INS |  | 2010011360 | JSWPL-VJN-UTL | 2001 | C | 2001 | 2000 |  | 2019-08-01 | 2958465 |  |  | 001 | 001 |  |  | 2023-03-20 | ACCPMSUP02 | 2023-03-20 | ACCPMSUP02 | Utility section | INST
W | VJ-LSH-TV-122 |  | LEVEL SWITCH OF TV-122 | LEVEL_SWIT | PRP | INS | INS |  | 2010011080 | JSWPL-VJN-RMH | 2001 | A | 2001 | 2000 |  | 2019-06-01 | 2958465 |  |  | 001 | 001 |  |  | 2020-06-17 | 06090583 | 2020-06-17 | 06090583 | RM Handling | INST
W | VJ-LSH-TV-123 |  | LEVEL SWITCH OF TV-123 | LEVEL_SWIT | PRP | INS | INS |  | 2010011080 | JSWPL-VJN-RMH | 2001 | A | 2001 | 2000 |  | 2019-06-01 | 2958465 |  |  | 001 | 001 |  |  | 2020-06-17 | 06090583 | 2020-06-17 | 06090583 | RM Handling | INST
W | VJ-LSH-TV-124 |  | LEVEL SWITCH OF TV-124 | LEVEL_SWIT | PRP | INS | INS |  | 2010011080 | JSWPL-VJN-RMH | 2001 | A | 2001 | 2000 |  | 2019-06-01 | 2958465 |  |  | 001 | 001 |  |  | 2020-06-17 | 06090583 | 2020-06-17 | 06090583 | RM Handling | INST
W | VJ-LSH-TV-125 |  | LEVEL SWITCH OF TV-125 | LEVEL_SWIT | PRP | INS | INS |  | 2010011080 | JSWPL-VJN-RMH | 2001 | A | 2001 | 2000 |  | 2019-06-01 | 2958465 |  |  | 001 | 001 |  |  | 2020-06-17 | 06090583 | 2020-06-17 | 06090583 | RM Handling | INST
W | VJ-LSH-TV-126 |  | LEVEL SWITCH OF TV-126 | LEVEL_SWIT | PRP | INS | INS |  | 2010011080 | JSWPL-VJN-RMH | 2001 | A | 2001 | 2000 |  | 2019-06-01 | 2958465 |  |  | 001 | 001 |  |  | 2020-06-17 | 06090583 | 2020-06-17 | 06090583 | RM Handling | INST
W | VJ-LSH-TV-127 |  | LEVEL SWITCH OF TV-127 | LEVEL_SWIT | PRP | INS | INS |  | 2010011080 | JSWPL-VJN-RMH | 2001 | A | 2001 | 2000 |  | 2019-06-01 | 2958465 |  |  | 001 | 001 |  |  | 2020-06-17 | 06090583 | 2020-06-17 | 06090583 | RM Handling | INST
W | VJ-LSH-V-102 |  | LEVEL SWITCH OF V-102 | LEVEL_SWIT | PRP | INS | INS |  | 2010011080 | JSWPL-VJN-PRC-BLE | 2001 | A | 2001 | 2000 |  | 2019-06-01 | 2958465 |  |  | 001 | 001 |  |  | 2020-06-17 | 06090583 | 2020-06-17 | 06090583 | Blender Section | INST
W | VJ-LSH-V-103 |  | LEVEL SWITCH OF V-103 | LEVEL_SWIT | PRP | INS | INS |  | 2010011080 | JSWPL-VJN-PRC-BLE | 2001 | A | 2001 | 2000 |  | 2019-06-01 | 2958465 |  |  | 001 | 001 |  |  | 2020-06-17 | 06090583 | 2020-06-17 | 06090583 | Blender Section | INST
W | VJ-LSH-V-104 |  | LEVEL SWITCH OF V-104 | LEVEL_SWIT | PRP | INS | INS |  | 2010011080 | JSWPL-VJN-PRC-BLE | 2001 | A | 2001 | 2000 |  | 2019-06-01 | 2958465 |  |  | 001 | 001 |  |  | 2020-06-17 | 06090583 | 2020-06-17 | 06090583 | Blender Section | INST
W | VJ-LSH-V-105 |  | LEVEL SWITCH OF V-105 | LEVEL_SWIT | PRP | INS | INS |  | 2010011080 | JSWPL-VJN-PRC-BLE | 2001 | A | 2001 | 2000 |  | 2019-06-01 | 2958465 |  |  | 001 | 001 |  |  | 2020-06-17 | 06090583 | 2020-06-17 | 06090583 | Blender Section | INST
W | VJ-LSH-V-106 |  | LEVEL SWITCH OF V-106 | LEVEL_SWIT | PRP | INS | INS |  | 2010011080 | JSWPL-VJN-PRC-BLE | 2001 | A | 2001 | 2000 |  | 2019-06-01 | 2958465 |  |  | 001 | 001 |  |  | 2020-06-17 | 06090583 | 2020-06-17 | 06090583 | Blender Section | INST
W | VJ-LSH-V-108 |  | LEVEL SWITCH OF V-108 | LEVEL_SWIT | PRP | INS | INS |  | 2010011080 | JSWPL-VJN-PRC-BLE | 2001 | A | 2001 | 2000 |  | 2019-06-01 | 2958465 |  |  | 001 | 001 |  |  | 2020-06-17 | 06090583 | 2020-06-17 | 06090583 | Blender Section | INST
W | VJ-LSH-V-109 |  | LEVEL SWITCH OF V-109 | LEVEL_SWIT | PRP | INS | INS |  | 2010011080 | JSWPL-VJN-PRC-BLE | 2001 | A | 2001 | 2000 |  | 2019-06-01 | 2958465 |  |  | 001 | 001 |  |  | 2020-06-17 | 06090583 | 2020-06-17 | 06090583 | Blender Section | INST
W | VJ-LSH-V-111 |  | LEVEL SWITCH OF V-111 | LEVEL_SWIT | PRP | INS | INS |  | 2010011080 | JSWPL-VJN-PRC-BLE | 2001 | A | 2001 | 2000 |  | 2019-06-01 | 2958465 |  |  | 001 | 001 |  |  | 2020-06-17 | 06090583 | 2020-06-17 | 06090583 | Blender Section | INST
W | VJ-LSH-V-112 |  | LEVEL SWITCH OF V-112 | LEVEL_SWIT | PRP | INS | INS |  | 2010011080 | JSWPL-VJN-PRC-BLE | 2001 | A | 2001 | 2000 |  | 2019-06-01 | 2958465 |  |  | 001 | 001 |  |  | 2020-06-17 | 06090583 | 2020-06-17 | 06090583 | Blender Section | INST
W | VJ-LSH-V-114 |  | LEVEL SWITCH OF V-114 | LEVEL_SWIT | PRP | INS | INS |  | 2010011080 | JSWPL-VJN-PRC-BLE | 2001 | A | 2001 | 2000 |  | 2019-06-01 | 2958465 |  |  | 001 | 001 |  |  | 2020-06-17 | 06090583 | 2020-06-17 | 06090583 | Blender Section | INST
W | VJ-LSH-V-115 |  | LEVEL SWITCH OF V-115 | LEVEL_SWIT | PRP | INS | INS |  | 2010011080 | JSWPL-VJN-PRC-BLE | 2001 | A | 2001 | 2000 |  | 2019-06-01 | 2958465 |  |  | 001 | 001 |  |  | 2020-06-17 | 06090583 | 2020-06-17 | 06090583 | Blender Section | INST
W | VJ-LSH-V-117 |  | LEVEL SWITCH OF V-117 | LEVEL_SWIT | PRP | INS | INS |  | 2010011080 | JSWPL-VJN-PRC-BLE | 2001 | A | 2001 | 2000 |  | 2019-06-01 | 2958465 |  |  | 001 | 001 |  |  | 2020-06-17 | 06090583 | 2020-06-17 | 06090583 | Blender Section | INST
W | VJ-LSH-V-118 |  | LEVEL SWITCH OF V-118 | LEVEL_SWIT | PRP | INS | INS |  | 2010011080 | JSWPL-VJN-PRC-BLE | 2001 | A | 2001 | 2000 |  | 2019-06-01 | 2958465 |  |  | 001 | 001 |  |  | 2020-06-17 | 06090583 | 2020-06-17 | 06090583 | Blender Section | INST
W | VJ-LSH-V101 |  | LEVEL SWITCH OF V-101 | LEVEL_SWIT | PRP | INS | INS |  | 2010011080 | JSWPL-VJN-PRC-BLE | 2001 | A | 2001 | 2000 |  | 2019-06-01 | 2958465 |  |  | 001 | 001 |  |  | 2020-06-17 | 06090583 | 2020-06-17 | 06090583 | Blender Section | INST
W | VJ-LSH-WH-01 |  | LEVEL SWITCH OF WH01 | LEVEL_SWIT | RSI | INS | INS |  | 2010011310 | JSWPL-VJN-RMH | 2001 | A | 2001 | 2000 |  | 2019-08-01 | 2958465 |  |  | 001 | 001 |  |  | 2023-03-20 | ACCPMSUP02 | 2023-03-20 | ACCPMSUP02 | RM Handling | INST
W | VJ-LSH-WH-02 |  | LEVEL SWITCH OF WH02 | LEVEL_SWIT | RSI | INS | INS |  | 2010011310 | JSWPL-VJN-RMH | 2001 | A | 2001 | 2000 |  | 2019-08-01 | 2958465 |  |  | 001 | 001 |  |  | 2023-03-20 | ACCPMSUP02 | 2023-03-20 | ACCPMSUP02 | RM Handling | INST
W | VJ-LSH-WH-03 |  | LEVEL SWITCH OF WH03 | LEVEL_SWIT | RSI | INS | INS |  | 2010011310 | JSWPL-VJN-RMH | 2001 | A | 2001 | 2000 |  | 2019-08-01 | 2958465 |  |  | 001 | 001 |  |  | 2023-03-20 | ACCPMSUP02 | 2023-03-20 | ACCPMSUP02 | RM Handling | INST
W | VJ-LSH-WH-04 |  | LEVEL SWITCH OF WH04 | LEVEL_SWIT | RSI | INS | INS |  | 2010011310 | JSWPL-VJN-RMH | 2001 | A | 2001 | 2000 |  | 2019-08-01 | 2958465 |  |  | 001 | 001 |  |  | 2023-03-20 | ACCPMSUP02 | 2023-03-20 | ACCPMSUP02 | RM Handling | INST
W | VJ-LSH-WH-05 |  | LEVEL SWITCH OF WH05 | LEVEL_SWIT | RSI | INS | INS |  | 2010011310 | JSWPL-VJN-RMH | 2001 | A | 2001 | 2000 |  | 2019-08-01 | 2958465 |  |  | 001 | 001 |  |  | 2023-03-20 | ACCPMSUP02 | 2023-03-20 | ACCPMSUP02 | RM Handling | INST
W | VJ-LSH-WH-06 |  | LEVEL SWITCH OF WH06 | LEVEL_SWIT | RSI | INS | INS |  | 2010011310 | JSWPL-VJN-RMH | 2001 | A | 2001 | 2000 |  | 2019-08-01 | 2958465 |  |  | 001 | 001 |  |  | 2023-03-20 | ACCPMSUP02 | 2023-03-20 | ACCPMSUP02 | RM Handling | INST
W | VJ-LSH-WH-07-01 |  | LEVEL SWITCH OF WH-07 | LEVEL_SWIT | PRP | INS | INS |  | 2010011080 | JSWPL-VJN-RMH-RMG-ATX | 2001 | A | 2001 | 2000 |  | 2019-06-01 | 2958465 |  |  | 001 | 001 |  |  | 2020-06-17 | 06090583 | 2020-06-17 | 06090583 | Atex System & Medium component handling | INST
W | VJ-LSH-WH-08-01 |  | LEVEL SWITCH OF WH-08 | LEVEL_SWIT | PRP | INS | INS |  | 2010011080 | JSWPL-VJN-RMH-RMG-ATX | 2001 | A | 2001 | 2000 |  | 2019-06-01 | 2958465 |  |  | 001 | 001 |  |  | 2020-06-17 | 06090583 | 2020-06-17 | 06090583 | Atex System & Medium component handling | INST
W | VJ-LSL-BDS01-01 |  | LEVEL SWITCH OF BDS01 | LEVEL_SWIT | RSI | INS | INS |  | 2010011310 | JSWPL-VJN-RMH | 2001 | A | 2001 | 2000 |  | 2019-08-01 | 2958465 |  |  | 001 | 001 |  |  | 2023-03-20 | ACCPMSUP02 | 2023-03-20 | ACCPMSUP02 | RM Handling | INST
W | VJ-LSL-BDS02-01 |  | LEVEL SWITCH OF BDS02 | LEVEL_SWIT | RSI | INS | INS |  | 2010011310 | JSWPL-VJN-RMH | 2001 | A | 2001 | 2000 |  | 2019-08-01 | 2958465 |  |  | 001 | 001 |  |  | 2023-03-20 | ACCPMSUP02 | 2023-03-20 | ACCPMSUP02 | RM Handling | INST
W | VJ-LSL-BDS03-01 |  | LEVEL SWITCH OF BDS03 | LEVEL_SWIT | RSI | INS | INS |  | 2010011310 | JSWPL-VJN-RMH | 2001 | A | 2001 | 2000 |  | 2019-08-01 | 2958465 |  |  | 001 | 001 |  |  | 2023-03-20 | ACCPMSUP02 | 2023-03-20 | ACCPMSUP02 | RM Handling | INST
W | VJ-LSL-SBD01-01 |  | LEVEL SWITCH OF SBD01 | LEVEL_SWIT | PRP | INS | INS |  | 2010011370 | JSWPL-VJN-RMH | 2001 | B | 2001 | 2000 |  | 2019-08-01 | 2958465 |  |  | 001 | 001 |  |  | 2023-03-20 | ACCPMSUP02 | 2023-03-20 | ACCPMSUP02 | RM Handling | INST
W | VJ-LSL-SBD02-01 |  | LEVEL SWITCH OF SBD02 | LEVEL_SWIT | PRP | INS | INS |  | 2010011370 | JSWPL-VJN-RMH | 2001 | B | 2001 | 2000 |  | 2019-08-01 | 2958465 |  |  | 001 | 001 |  |  | 2023-03-20 | ACCPMSUP02 | 2023-03-20 | ACCPMSUP02 | RM Handling | INST
W | VJ-LSL-SBD03-01 |  | LEVEL SWITCH OF SBD03 | LEVEL_SWIT | PRP | INS | INS |  | 2010011370 | JSWPL-VJN-RMH | 2001 | B | 2001 | 2000 |  | 2019-08-01 | 2958465 |  |  | 001 | 001 |  |  | 2023-03-20 | ACCPMSUP02 | 2023-03-20 | ACCPMSUP02 | RM Handling | INST
W | VJ-LSL-SBD04-01 |  | LEVEL SWITCH OF SBD04 | LEVEL_SWIT | PRP | INS | INS |  | 2010011370 | JSWPL-VJN-RMH | 2001 | B | 2001 | 2000 |  | 2019-08-01 | 2958465 |  |  | 001 | 001 |  |  | 2023-03-20 | ACCPMSUP02 | 2023-03-20 | ACCPMSUP02 | RM Handling | INST
W | VJ-LSL-T-3160 |  | LEVEL SWITCH OF T-3160 | LEVEL_SWIT | PRP | INS | INS |  | 2010011350 | JSWPL-VJN-PRC-WWS | 2001 | A | 2001 | 2000 |  | 2019-06-01 | 2958465 |  |  | 001 | 001 |  |  | 2020-06-17 | 06090583 | 2020-06-17 | 06090583 | Wash Water System | INST
W | VJ-LSL-T-3161 |  | LEVEL SWITCH OF T-3161 | LEVEL_SWIT | PRP | INS | INS |  | 2010011350 | JSWPL-VJN-PRC-WWS | 2001 | A | 2001 | 2000 |  | 2019-06-01 | 2958465 |  |  | 001 | 001 |  |  | 2020-06-17 | 06090583 | 2020-06-17 | 06090583 | Wash Water System | INST
W | VJ-LSL-T-3162 |  | LEVEL SWITCH OF T-3162 | LEVEL_SWIT | PRP | INS | INS |  | 2010011350 | JSWPL-VJN-PRC-WWS | 2001 | A | 2001 | 2000 |  | 2019-06-01 | 2958465 |  |  | 001 | 001 |  |  | 2020-06-17 | 06090583 | 2020-06-17 | 06090583 | Wash Water System | INST
W | VJ-LSL-T-3163 |  | LEVEL SWITCH OF T-3163 | LEVEL_SWIT | PRP | INS | INS |  | 2010011350 | JSWPL-VJN-PRC-WWS | 2001 | A | 2001 | 2000 |  | 2019-06-01 | 2958465 |  |  | 001 | 001 |  |  | 2020-06-17 | 06090583 | 2020-06-17 | 06090583 | Wash Water System | INST
W | VJ-LSL-T-3164 |  | LEVEL SWITCH OF T-3164 | LEVEL_SWIT | PRP | INS | INS |  | 2010011350 | JSWPL-VJN-PRC-WWS | 2001 | A | 2001 | 2000 |  | 2019-06-01 | 2958465 |  |  | 001 | 001 |  |  | 2020-06-17 | 06090583 | 2020-06-17 | 06090583 | Wash Water System | INST
W | VJ-LSL-T-3165 |  | LEVEL SWITCH OF T-3165 | LEVEL_SWIT | PRP | INS | INS |  | 2010011350 | JSWPL-VJN-PRC-WWS | 2001 | A | 2001 | 2000 |  | 2019-06-01 | 2958465 |  |  | 001 | 001 |  |  | 2020-06-17 | 06090583 | 2020-06-17 | 06090583 | Wash Water System | INST
W | VJ-LSL-T-3166 |  | LEVEL SWITCH OF T-3166 | LEVEL_SWIT | PRP | INS | INS |  | 2010011350 | JSWPL-VJN-PRC-WWS | 2001 | A | 2001 | 2000 |  | 2019-06-01 | 2958465 |  |  | 001 | 001 |  |  | 2020-06-17 | 06090583 | 2020-06-17 | 06090583 | Wash Water System | INST
W | VJ-LSL-T-3167 |  | LEVEL SWITCH OF T-3167 | LEVEL_SWIT | TFM | INS | INS |  | 2010011350 | JSWPL-VJN-PRC-WWS | 2001 | A | 2001 | 2000 |  | 2019-06-01 | 2958465 |  |  | 001 | 001 |  |  | 2020-06-17 | 06090583 | 2020-06-17 | 06090583 | Wash Water System | INST
W | VJ-LSL-T-3169 |  | LEVEL SWITCH OF T-3169 | LEVEL_SWIT | PRP | INS | INS |  | 2010011350 | JSWPL-VJN-PRC-WWS | 2001 | A | 2001 | 2000 |  | 2019-06-01 | 2958465 |  |  | 001 | 001 |  |  | 2020-06-17 | 06090583 | 2020-06-17 | 06090583 | Wash Water System | INST
W | VJ-LSL-T-3170 |  | LEVEL SWITCH OF T-3170 | LEVEL_SWIT | PRP | INS | INS |  | 2010011350 | JSWPL-VJN-PRC-WWS | 2001 | A | 2001 | 2000 |  | 2019-06-01 | 2958465 |  |  | 001 | 001 |  |  | 2020-06-17 | 06090583 | 2020-06-17 | 06090583 | Wash Water System | INST
W | VJ-LSL-T-3171 |  | LEVEL SWITCH OF T-3171 | LEVEL_SWIT | PRP | INS | INS |  | 2010011350 | JSWPL-VJN-PRC-WWS | 2001 | A | 2001 | 2000 |  | 2019-06-01 | 2958465 |  |  | 001 | 001 |  |  | 2020-06-17 | 06090583 | 2020-06-17 | 06090583 | Wash Water System | INST
W | VJ-LSL-T-3174 |  | LEVEL SWITCH OF T-3174 | LEVEL_SWIT | PRP | INS | INS |  | 2010011350 | JSWPL-VJN-PRC-WWS | 2001 | A | 2001 | 2000 |  | 2019-06-01 | 2958465 |  |  | 001 | 001 |  |  | 2020-06-17 | 06090583 | 2020-06-17 | 06090583 | Wash Water System | INST
W | VJ-LSL-T-3175 |  | LEVEL SWITCH OF T-3175 | LEVEL_SWIT | PRP | INS | INS |  | 2010011350 | JSWPL-VJN-PRC-WWS | 2001 | A | 2001 | 2000 |  | 2019-06-01 | 2958465 |  |  | 001 | 001 |  |  | 2020-06-17 | 06090583 | 2020-06-17 | 06090583 | Wash Water System | INST
W | VJ-LSL-T-3176 |  | LEVEL SWITCH OF T-3176 | LEVEL_SWIT | PRP | INS | INS |  | 2010011350 | JSWPL-VJN-PRC-WWS | 2001 | A | 2001 | 2000 |  | 2019-06-01 | 2958465 |  |  | 001 | 001 |  |  | 2020-06-17 | 06090583 | 2020-06-17 | 06090583 | Wash Water System | INST
W | VJ-LT-CT-101 |  | LEVEL TRANSMITTER CT-101 | TRANSMITTR | UTY | INS | INS | INS | 2010011360 | JSWPL-VJN-UTL | 2001 | B | 2001 | 2000 |  | 2019-08-01 | 2958465 |  |  | 001 | 001 |  |  | 2024-09-27 | ACCPMSUP06 | 2024-09-27 | ACCPMSUP06 | Utility section | INST
W | VJ-LT-T-102A |  | LEVEL TRANSMITTER OF T102A | LT | TFM | INS | INS |  | 2010011080 | JSWPL-VJN-RMH-TNK | 2001 | A | 2001 | 2000 |  | 2019-06-01 | 2958465 |  |  | 001 | 001 |  |  | 2020-06-17 | 06090583 | 2020-06-17 | 06090583 | Tank Farm | INST
W | VJ-LT-T-102B |  | LEVEL TRANSMITTER OF T102B | LT | TFM | INS | INS |  | 2010011080 | JSWPL-VJN-RMH-TNK | 2001 | A | 2001 | 2000 |  | 2019-06-01 | 2958465 |  |  | 001 | 001 |  |  | 2020-06-17 | 06090583 | 2020-06-17 | 06090583 | Tank Farm | INST
W | VJ-LT-T-104A |  | LEVEL TRANSMITTER OF T104A | LT | TFM | INS | INS |  | 2010011080 | JSWPL-VJN-RMH-TNK | 2001 | A | 2001 | 2000 |  | 2019-06-01 | 2958465 |  |  | 001 | 001 |  |  | 2020-06-17 | 06090583 | 2020-06-17 | 06090583 | Tank Farm | INST
W | VJ-LT-T-104B |  | LEVEL TRANSMITTER OF T104B | LT | TFM | INS | INS |  | 2010011080 | JSWPL-VJN-RMH-TNK | 2001 | A | 2001 | 2000 |  | 2019-06-01 | 2958465 |  |  | 001 | 001 |  |  | 2020-06-17 | 06090583 | 2020-06-17 | 06090583 | Tank Farm | INST
W | VJ-LT-T-113A |  | LEVEL TRANSMITTER OF T113A | LT | TFM | INS | INS |  | 2010011080 | JSWPL-VJN-RMH-TNK | 2001 | A | 2001 | 2000 |  | 2019-06-01 | 2958465 |  |  | 001 | 001 |  |  | 2020-06-17 | 06090583 | 2020-06-17 | 06090583 | Tank Farm | INST
W | VJ-LT-T-113B |  | LEVEL TRANSMITTER OF T113B | LT | TFM | INS | INS |  | 2010011080 | JSWPL-VJN-RMH-TNK | 2001 | A | 2001 | 2000 |  | 2019-06-01 | 2958465 |  |  | 001 | 001 |  |  | 2020-06-17 | 06090583 | 2020-06-17 | 06090583 | Tank Farm | INST
W | VJ-LT-T-115A |  | LEVEL TRANSMITTER OF T115A | LT | TFM | INS | INS |  | 2010011080 | JSWPL-VJN-RMH-TNK | 2001 | A | 2001 | 2000 |  | 2019-06-01 | 2958465 |  |  | 001 | 001 |  |  | 2020-06-17 | 06090583 | 2020-06-17 | 06090583 | Tank Farm | INST
W | VJ-LT-T-115B |  | LEVEL TRANSMITTER OF T115B | LT | TFM | INS | INS |  | 2010011080 | JSWPL-VJN-RMH-TNK | 2001 | A | 2001 | 2000 |  | 2019-06-01 | 2958465 |  |  | 001 | 001 |  |  | 2020-06-17 | 06090583 | 2020-06-17 | 06090583 | Tank Farm | INST
W | VJ-LT-T-115C |  | LEVEL TRANSMITTER OF T115C | LT | TFM | INS | INS |  | 2010011080 | JSWPL-VJN-RMH-TNK | 2001 | A | 2001 | 2000 |  | 2019-06-01 | 2958465 |  |  | 001 | 001 |  |  | 2020-06-17 | 06090583 | 2020-06-17 | 06090583 | Tank Farm | INST
W | VJ-LT-T-116 |  | LEVEL TRANSMITTER OF T116 | LT | TFM | INS | INS |  | 2010011080 | JSWPL-VJN-RMH-TNK | 2001 | A | 2001 | 2000 |  | 2019-06-01 | 2958465 |  |  | 001 | 001 |  |  | 2020-06-17 | 06090583 | 2020-06-17 | 06090583 | Tank Farm | INST
W | VJ-LT-T-117A |  | LEVEL TRANSMITTER OF T117A | LT | TFM | INS | INS |  | 2010011080 | JSWPL-VJN-RMH-TNK | 2001 | A | 2001 | 2000 |  | 2019-06-01 | 2958465 |  |  | 001 | 001 |  |  | 2020-06-17 | 06090583 | 2020-06-17 | 06090583 | Tank Farm | INST
W | VJ-LT-T-118A |  | LEVEL TRANSMITTER OF T118A | LT | TFM | INS | INS |  | 2010011080 | JSWPL-VJN-RMH-TNK | 2001 | A | 2001 | 2000 |  | 2019-06-01 | 2958465 |  |  | 001 | 001 |  |  | 2020-06-17 | 06090583 | 2020-06-17 | 06090583 | Tank Farm | INST
W | VJ-LT-T-118B |  | LEVEL TRANSMITTER OF T118B | LT | TFM | INS | INS |  | 2010011080 | JSWPL-VJN-RMH-TNK | 2001 | A | 2001 | 2000 |  | 2019-06-01 | 2958465 |  |  | 001 | 001 |  |  | 2020-06-17 | 06090583 | 2020-06-17 | 06090583 | Tank Farm | INST
W | VJ-LT-T-120A |  | LEVEL TRANSMITTER OF T120A | LT | TFM | INS | INS |  | 2010011080 | JSWPL-VJN-RMH-TNK | 2001 | A | 2001 | 2000 |  | 2019-06-01 | 2958465 |  |  | 001 | 001 |  |  | 2020-06-17 | 06090583 | 2020-06-17 | 06090583 | Tank Farm | INST
W | VJ-LT-T-120B |  | LEVEL TRANSMITTER OF T120B | LT | TFM | INS | INS |  | 2010011080 | JSWPL-VJN-RMH-TNK | 2001 | A | 2001 | 2000 |  | 2019-06-01 | 2958465 |  |  | 001 | 001 |  |  | 2020-06-17 | 06090583 | 2020-06-17 | 06090583 | Tank Farm | INST
W | VJ-LT-T-122 |  | LEVEL TRANSMITTER OF T122 | LT | TFM | INS | INS |  | 2010011080 | JSWPL-VJN-RMH-TNK | 2001 | A | 2001 | 2000 |  | 2019-06-01 | 2958465 |  |  | 001 | 001 |  |  | 2020-06-17 | 06090583 | 2020-06-17 | 06090583 | Tank Farm | INST
W | VJ-LT-T-123 |  | LEVEL TRANSMITTER OF T123 | LT | TFM | INS | INS |  | 2010011080 | JSWPL-VJN-RMH-TNK | 2001 | A | 2001 | 2000 |  | 2019-06-01 | 2958465 |  |  | 001 | 001 |  |  | 2020-06-17 | 06090583 | 2020-06-17 | 06090583 | Tank Farm | INST
W | VJ-LT-T-124 |  | LEVEL TRANSMITTER OF T124 | LT | TFM | INS | INS |  | 2010011080 | JSWPL-VJN-RMH-TNK | 2001 | A | 2001 | 2000 |  | 2019-06-01 | 2958465 |  |  | 001 | 001 |  |  | 2020-06-17 | 06090583 | 2020-06-17 | 06090583 | Tank Farm | INST
W | VJ-LT-T-125 |  | LEVEL TRANSMITTER OF T125 | LT | TFM | INS | INS |  | 2010011080 | JSWPL-VJN-RMH-TNK | 2001 | A | 2001 | 2000 |  | 2019-06-01 | 2958465 |  |  | 001 | 001 |  |  | 2020-06-17 | 06090583 | 2020-06-17 | 06090583 | Tank Farm | INST
W | VJ-LT-T-126 |  | LEVEL TRANSMITTER OF T126 | LT | TFM | INS | INS |  | 2010011080 | JSWPL-VJN-RMH-TNK | 2001 | A | 2001 | 2000 |  | 2019-06-01 | 2958465 |  |  | 001 | 001 |  |  | 2020-06-17 | 06090583 | 2020-06-17 | 06090583 | Tank Farm | INST
W | VJ-LT-T-127 |  | LEVEL TRANSMITTER OF T127 | LT | TFM | INS | INS |  | 2010011080 | JSWPL-VJN-RMH-TNK | 2001 | A | 2001 | 2000 |  | 2019-06-01 | 2958465 |  |  | 001 | 001 |  |  | 2020-06-17 | 06090583 | 2020-06-17 | 06090583 | Tank Farm | INST
W | VJ-LT-T-129A |  | LEVEL TRANSMITTER OF T129A | LT | TFM | INS | INS |  | 2010011080 | JSWPL-VJN-RMH-TNK | 2001 | A | 2001 | 2000 |  | 2019-06-01 | 2958465 |  |  | 001 | 001 |  |  | 2020-06-17 | 06090583 | 2020-06-17 | 06090583 | Tank Farm | INST
W | VJ-LT-T-130 |  | LEVEL TRANSMITTER OF T130 | LT | PRP | INS | INS |  | 2010011080 | JSWPL-VJN-RMH | 2001 | A | 2001 | 2000 |  | 2019-06-01 | 2958465 |  |  | 001 | 001 |  |  | 2020-06-17 | 06090583 | 2020-06-17 | 06090583 | RM Handling | INST
W | VJ-LT-T-131 |  | LEVEL TRANSMITTER OF T131 | LT | PRP | INS | INS |  | 2010011080 | JSWPL-VJN-RMH | 2001 | A | 2001 | 2000 |  | 2019-06-01 | 2958465 |  |  | 001 | 001 |  |  | 2020-06-17 | 06090583 | 2020-06-17 | 06090583 | RM Handling | INST
W | VJ-LT-T-133 |  | LEVEL TRANSMITTER OF T133 | LT | PRP | INS | INS |  | 2010011080 | JSWPL-VJN-RMH | 2001 | A | 2001 | 2000 |  | 2019-06-01 | 2958465 |  |  | 001 | 001 |  |  | 2020-06-17 | 06090583 | 2020-06-17 | 06090583 | RM Handling | INST
W | VJ-LT-T-134 |  | LEVEL TRANSMITTER OF T134 | LT | PRP | INS | INS |  | 2010011080 | JSWPL-VJN-RMH | 2001 | A | 2001 | 2000 |  | 2019-06-01 | 2958465 |  |  | 001 | 001 |  |  | 2020-06-17 | 06090583 | 2020-06-17 | 06090583 | RM Handling | INST
W | VJ-LT-T-135 |  | LEVEL TRANSMITTER OF T135 | LT | PRP | INS | INS |  | 2010011080 | JSWPL-VJN-RMH | 2001 | A | 2001 | 2000 |  | 2019-06-01 | 2958465 |  |  | 001 | 001 |  |  | 2020-06-17 | 06090583 | 2020-06-17 | 06090583 | RM Handling | INST
W | VJ-LT-T-136 |  | LEVEL TRANSMITTER OF T136 | LT | PRP | INS | INS |  | 2010011080 | JSWPL-VJN-RMH | 2001 | A | 2001 | 2000 |  | 2019-06-01 | 2958465 |  |  | 001 | 001 |  |  | 2020-06-17 | 06090583 | 2020-06-17 | 06090583 | RM Handling | INST
W | VJ-LT-T-137 |  | LEVEL TRANSMITTER OF T137 | LT | PRP | INS | INS |  | 2010011080 | JSWPL-VJN-RMH | 2001 | A | 2001 | 2000 |  | 2019-06-01 | 2958465 |  |  | 001 | 001 |  |  | 2020-06-17 | 06090583 | 2020-06-17 | 06090583 | RM Handling | INST
W | VJ-LT-T-138 |  | LEVEL TRANSMITTER OF T138 | LT | PRP | INS | INS |  | 2010011080 | JSWPL-VJN-RMH | 2001 | A | 2001 | 2000 |  | 2019-06-01 | 2958465 |  |  | 001 | 001 |  |  | 2020-06-17 | 06090583 | 2020-06-17 | 06090583 | RM Handling | INST
W | VJ-LT-T-139 |  | LEVEL TRANSMITTER OF T139 | LT | PRP | INS | INS |  | 2010011080 | JSWPL-VJN-RMH | 2001 | A | 2001 | 2000 |  | 2019-06-01 | 2958465 |  |  | 001 | 001 |  |  | 2020-06-17 | 06090583 | 2020-06-17 | 06090583 | RM Handling | INST
W | VJ-LT-T-140 |  | LEVEL TRANSMITTER OF T140 | LT | PRP | INS | INS |  | 2010011080 | JSWPL-VJN-RMH | 2001 | A | 2001 | 2000 |  | 2019-06-01 | 2958465 |  |  | 001 | 001 |  |  | 2020-06-17 | 06090583 | 2020-06-17 | 06090583 | RM Handling | INST
W | VJ-LT-T-141 |  | LEVEL TRANSMITTER OF T141 | LT | PRP | INS | INS |  | 2010011080 | JSWPL-VJN-RMH | 2001 | A | 2001 | 2000 |  | 2019-06-01 | 2958465 |  |  | 001 | 001 |  |  | 2020-06-17 | 06090583 | 2020-06-17 | 06090583 | RM Handling | INST
W | VJ-LT-T-142A |  | LEVEL TRANSMITTER OF T142A | LT | PRP | INS | INS |  | 2010011080 | JSWPL-VJN-RMH | 2001 | A | 2001 | 2000 |  | 2019-06-01 | 2958465 |  |  | 001 | 001 |  |  | 2020-06-17 | 06090583 | 2020-06-17 | 06090583 | RM Handling | INST
W | VJ-LT-T-142B |  | LEVEL TRANSMITTER OF T142B | LT | PRP | INS | INS |  | 2010011080 | JSWPL-VJN-RMH | 2001 | A | 2001 | 2000 |  | 2019-06-01 | 2958465 |  |  | 001 | 001 |  |  | 2020-06-17 | 06090583 | 2020-06-17 | 06090583 | RM Handling | INST
W | VJ-LT-T-143A |  | LEVEL TRANSMITTER OF T143A | LT | PRP | INS | INS |  | 2010011080 | JSWPL-VJN-RMH | 2001 | A | 2001 | 2000 |  | 2019-06-01 | 2958465 |  |  | 001 | 001 |  |  | 2020-06-17 | 06090583 | 2020-06-17 | 06090583 | RM Handling | INST
W | VJ-LT-T-143B |  | LEVEL TRANSMITTER OF T143B | LT | PRP | INS | INS |  | 2010011080 | JSWPL-VJN-RMH | 2001 | A | 2001 | 2000 |  | 2019-06-01 | 2958465 |  |  | 001 | 001 |  |  | 2020-06-17 | 06090583 | 2020-06-17 | 06090583 | RM Handling | INST
W | VJ-LT-T-144A |  | LEVEL TRANSMITTER OF T144A | LT | PRP | INS | INS |  | 2010011080 | JSWPL-VJN-RMH | 2001 | A | 2001 | 2000 |  | 2019-06-01 | 2958465 |  |  | 001 | 001 |  |  | 2020-06-17 | 06090583 | 2020-06-17 | 06090583 | RM Handling | INST
W | VJ-LT-T-144B |  | LEVEL TRANSMITTER OF T144B | LT | PRP | INS | INS |  | 2010011080 | JSWPL-VJN-RMH | 2001 | A | 2001 | 2000 |  | 2019-06-01 | 2958465 |  |  | 001 | 001 |  |  | 2020-06-17 | 06090583 | 2020-06-17 | 06090583 | RM Handling | INST
W | VJ-LT-T-145A |  | LEVEL TRANSMITTER OF T145A | LT | PRP | INS | INS |  | 2010011080 | JSWPL-VJN-RMH | 2001 | A | 2001 | 2000 |  | 2019-06-01 | 2958465 |  |  | 001 | 001 |  |  | 2020-06-17 | 06090583 | 2020-06-17 | 06090583 | RM Handling | INST
W | VJ-LT-T-145B |  | LEVEL TRANSMITTER OF T145B | LT | PRP | INS | INS |  | 2010011080 | JSWPL-VJN-RMH | 2001 | A | 2001 | 2000 |  | 2019-06-01 | 2958465 |  |  | 001 | 001 |  |  | 2020-06-17 | 06090583 | 2020-06-17 | 06090583 | RM Handling | INST
W | VJ-LT-T-146A |  | LEVEL TRANSMITTER OF T146A | LT | PRP | INS | INS |  | 2010011080 | JSWPL-VJN-RMH | 2001 | A | 2001 | 2000 |  | 2019-06-01 | 2958465 |  |  | 001 | 001 |  |  | 2020-06-17 | 06090583 | 2020-06-17 | 06090583 | RM Handling | INST
W | VJ-LT-T-146B |  | LEVEL TRANSMITTER OF T146B | LT | PRP | INS | INS |  | 2010011080 | JSWPL-VJN-RMH | 2001 | A | 2001 | 2000 |  | 2019-06-01 | 2958465 |  |  | 001 | 001 |  |  | 2020-06-17 | 06090583 | 2020-06-17 | 06090583 | RM Handling | INST
W | VJ-LT-T-146C |  | LEVEL TRANSMITTER OF T146C | LT | PRP | INS | INS |  | 2010011080 | JSWPL-VJN-RMH | 2001 | A | 2001 | 2000 |  | 2019-06-01 | 2958465 |  |  | 001 | 001 |  |  | 2020-06-17 | 06090583 | 2020-06-17 | 06090583 | RM Handling | INST
W | VJ-LT-T-146D |  | LEVEL TRANSMITTER OF T146D | LT | PRP | INS | INS |  | 2010011080 | JSWPL-VJN-RMH | 2001 | A | 2001 | 2000 |  | 2019-06-01 | 2958465 |  |  | 001 | 001 |  |  | 2020-06-17 | 06090583 | 2020-06-17 | 06090583 | RM Handling | INST
W | VJ-LT-T-146E |  | LEVEL TRANSMITTER OF T146E | LT | PRP | INS | INS |  | 2010011080 | JSWPL-VJN-RMH | 2001 | A | 2001 | 2000 |  | 2019-06-01 | 2958465 |  |  | 001 | 001 |  |  | 2020-06-17 | 06090583 | 2020-06-17 | 06090583 | RM Handling | INST
W | VJ-LT-T-146F |  | LEVEL TRANSMITTER OF T146F | LT | PRP | INS | INS |  | 2010011080 | JSWPL-VJN-RMH | 2001 | A | 2001 | 2000 |  | 2019-06-01 | 2958465 |  |  | 001 | 001 |  |  | 2020-06-17 | 06090583 | 2020-06-17 | 06090583 | RM Handling | INST
W | VJ-LT-T-147 |  | LEVEL TRANSMITTER OF T147 | LT | PRP | INS | INS |  | 2010011080 | JSWPL-VJN-RMH | 2001 | A | 2001 | 2000 |  | 2019-06-01 | 2958465 |  |  | 001 | 001 |  |  | 2020-06-17 | 06090583 | 2020-06-17 | 06090583 | RM Handling | INST
W | VJ-LT-T-148 |  | LEVEL TRANSMITTER OF T148 | LT | PRP | INS | INS |  | 2010011080 | JSWPL-VJN-RMH | 2001 | A | 2001 | 2000 |  | 2019-06-01 | 2958465 |  |  | 001 | 001 |  |  | 2020-06-17 | 06090583 | 2020-06-17 | 06090583 | RM Handling | INST
W | VJ-LT-T-150 |  | LEVEL TRANSMITTER OF T150 | LT | PRP | INS | INS |  | 2010011080 | JSWPL-VJN-RMH | 2001 | A | 2001 | 2000 |  | 2019-06-01 | 2958465 |  |  | 001 | 001 |  |  | 2020-06-17 | 06090583 | 2020-06-17 | 06090583 | RM Handling | INST
W | VJ-LT-T-151 |  | LEVEL TRANSMITTER OF T151 | LT | PRP | INS | INS |  | 2010011080 | JSWPL-VJN-RMH | 2001 | A | 2001 | 2000 |  | 2019-06-01 | 2958465 |  |  | 001 | 001 |  |  | 2020-06-17 | 06090583 | 2020-06-17 | 06090583 | RM Handling | INST
W | VJ-LT-T-152 |  | LEVEL TRANSMITTER OF T152 | LT | PRP | INS | INS |  | 2010011080 | JSWPL-VJN-RMH | 2001 | A | 2001 | 2000 |  | 2019-06-01 | 2958465 |  |  | 001 | 001 |  |  | 2020-06-17 | 06090583 | 2020-06-17 | 06090583 | RM Handling | INST
W | VJ-LT-T-159 |  | LEVEL TRANSMITTER OF T159 | LT | PRP | INS | INS |  | 2010011080 | JSWPL-VJN-RMH | 2001 | A | 2001 | 2000 |  | 2019-06-01 | 2958465 |  |  | 001 | 001 |  |  | 2020-06-17 | 06090583 | 2020-06-17 | 06090583 | RM Handling | INST
W | VJ-LT-T-160 |  | LEVEL TRANSMITTER OF T160 | LT | PRP | INS | INS |  | 2010011080 | JSWPL-VJN-RMH | 2001 | A | 2001 | 2000 |  | 2019-06-01 | 2958465 |  |  | 001 | 001 |  |  | 2020-06-17 | 06090583 | 2020-06-17 | 06090583 | RM Handling | INST
W | VJ-LT-T-161 |  | LEVEL TRANSMITTER OF T161 | LT | PRP | INS | INS |  | 2010011080 | JSWPL-VJN-RMH | 2001 | A | 2001 | 2000 |  | 2019-06-01 | 2958465 |  |  | 001 | 001 |  |  | 2020-06-17 | 06090583 | 2020-06-17 | 06090583 | RM Handling | INST
W | VJ-LT-T-164 |  | LEVEL TRANSMITTER OF T164 | LT | PRP | INS | INS |  | 2010011080 | JSWPL-VJN-RMH | 2001 | A | 2001 | 2000 |  | 2019-06-01 | 2958465 |  |  | 001 | 001 |  |  | 2020-06-17 | 06090583 | 2020-06-17 | 06090583 | RM Handling | INST
W | VJ-LT-T-202 |  | LEVEL TRANSMITTER OF T202 | LT | PRP | INS | INS |  | 2010011080 | JSWPL-VJN-RMH | 2001 | A | 2001 | 2000 |  | 2019-08-01 | 2958465 |  |  | 001 | 001 |  |  | 2023-03-20 | ACCPMSUP02 | 2023-03-20 | ACCPMSUP02 | RM Handling | INST
W | VJ-LT-T-203A |  | LEVEL TRANSMITTER OF T203A | LT | PRP | INS | INS |  | 2010011080 | JSWPL-VJN-RMH | 2001 | A | 2001 | 2000 |  | 2019-08-01 | 2958465 |  |  | 001 | 001 |  |  | 2023-03-20 | ACCPMSUP02 | 2023-03-20 | ACCPMSUP02 | RM Handling | INST
W | VJ-LT-T-203B |  | LEVEL TRANSMITTER OF T203B | LT | PRP | INS | INS |  | 2010011080 | JSWPL-VJN-RMH | 2001 | A | 2001 | 2000 |  | 2019-08-01 | 2958465 |  |  | 001 | 001 |  |  | 2023-03-20 | ACCPMSUP02 | 2023-03-20 | ACCPMSUP02 | RM Handling | INST
W | VJ-LT-T-204 |  | LEVEL TRANSMITTER OF T204 | LT | PRP | INS | INS |  | 2010011080 | JSWPL-VJN-RMH | 2001 | A | 2001 | 2000 |  | 2019-08-01 | 2958465 |  |  | 001 | 001 |  |  | 2023-03-20 | ACCPMSUP02 | 2023-03-20 | ACCPMSUP02 | RM Handling | INST
W | VJ-LT-T-205 |  | LEVEL TRANSMITTER OF T205 | LT | PRP | INS | INS |  | 2010011080 | JSWPL-VJN-RMH | 2001 | A | 2001 | 2000 |  | 2019-08-01 | 2958465 |  |  | 001 | 001 |  |  | 2023-03-20 | ACCPMSUP02 | 2023-03-20 | ACCPMSUP02 | RM Handling | INST
W | VJ-LT-T-206 |  | LEVEL TRANSMITTER OF T206 | LT | PRP | INS | INS |  | 2010011080 | JSWPL-VJN-RMH | 2001 | A | 2001 | 2000 |  | 2019-08-01 | 2958465 |  |  | 001 | 001 |  |  | 2023-03-20 | ACCPMSUP02 | 2023-03-20 | ACCPMSUP02 | RM Handling | INST
W | VJ-LT-T-207 |  | LEVEL TRANSMITTER OF T207 | LT | PRP | INS | INS |  | 2010011080 | JSWPL-VJN-RMH | 2001 | A | 2001 | 2000 |  | 2019-06-01 | 2958465 |  |  | 001 | 001 |  |  | 2020-06-17 | 06090583 | 2020-06-17 | 06090583 | RM Handling | INST
W | VJ-LT-T-208 |  | LEVEL TRANSMITTER OF T208 | LT | PRP | INS | INS |  | 2010011080 | JSWPL-VJN-RMH | 2001 | A | 2001 | 2000 |  | 2019-08-01 | 2958465 |  |  | 001 | 001 |  |  | 2023-03-20 | ACCPMSUP02 | 2023-03-20 | ACCPMSUP02 | RM Handling | INST
W | VJ-LT-T-3160 |  | LEVEL TRANSMITTER OF T3160 | LT | PRP | INS | INS |  | 2010011370 | JSWPL-VJN-PRC-WWS | 2001 | A | 2001 | 2000 |  | 2019-06-01 | 2958465 |  |  | 001 | 001 |  |  | 2020-06-17 | 06090583 | 2020-06-17 | 06090583 | Wash Water System | INST
W | VJ-LT-T-3161 |  | LEVEL TRANSMITTER OF T3161 | LT | PRP | INS | INS |  | 2010011370 | JSWPL-VJN-PRC-WWS | 2001 | A | 2001 | 2000 |  | 2019-06-01 | 2958465 |  |  | 001 | 001 |  |  | 2020-06-17 | 06090583 | 2020-06-17 | 06090583 | Wash Water System | INST
W | VJ-LT-T-3162 |  | LEVEL TRANSMITTER OF T3162 | LT | PRP | INS | INS |  | 2010011370 | JSWPL-VJN-PRC-WWS | 2001 | A | 2001 | 2000 |  | 2019-06-01 | 2958465 |  |  | 001 | 001 |  |  | 2020-06-17 | 06090583 | 2020-06-17 | 06090583 | Wash Water System | INST
W | VJ-LT-T-3163 |  | LEVEL TRANSMITTER OF T3163 | LT | PRP | INS | INS |  | 2010011370 | JSWPL-VJN-PRC-WWS | 2001 | A | 2001 | 2000 |  | 2019-06-01 | 2958465 |  |  | 001 | 001 |  |  | 2020-06-17 | 06090583 | 2020-06-17 | 06090583 | Wash Water System | INST
W | VJ-LT-T-3164 |  | LEVEL TRANSMITTER OF T3164 | LT | PRP | INS | INS |  | 2010011370 | JSWPL-VJN-PRC-WWS | 2001 | A | 2001 | 2000 |  | 2019-06-01 | 2958465 |  |  | 001 | 001 |  |  | 2020-06-17 | 06090583 | 2020-06-17 | 06090583 | Wash Water System | INST
W | VJ-LT-T-3165 |  | LEVEL TRANSMITTER OF T3165 | LT | PRP | INS | INS |  | 2010011370 | JSWPL-VJN-PRC-WWS | 2001 | A | 2001 | 2000 |  | 2019-06-01 | 2958465 |  |  | 001 | 001 |  |  | 2020-06-17 | 06090583 | 2020-06-17 | 06090583 | Wash Water System | INST
W | VJ-LT-T-3166 |  | LEVEL TRANSMITTER OF T3166 | LT | PRP | INS | INS |  | 2010011370 | JSWPL-VJN-PRC-WWS | 2001 | A | 2001 | 2000 |  | 2019-06-01 | 2958465 |  |  | 001 | 001 |  |  | 2020-06-17 | 06090583 | 2020-06-17 | 06090583 | Wash Water System | INST
W | VJ-LT-T-3167 |  | LEVEL TRANSMITTER OF T3167 | LT | TFM | INS | INS |  | 2010011370 | JSWPL-VJN-PRC-WWS | 2001 | A | 2001 | 2000 |  | 2019-06-01 | 2958465 |  |  | 001 | 001 |  |  | 2020-06-17 | 06090583 | 2020-06-17 | 06090583 | Wash Water System | INST
W | VJ-LT-T-3169 |  | LEVEL TRANSMITTER OF T3169 | LT | PRP | INS | INS |  | 2010011370 | JSWPL-VJN-PRC-WWS | 2001 | A | 2001 | 2000 |  | 2019-06-01 | 2958465 |  |  | 001 | 001 |  |  | 2020-06-17 | 06090583 | 2020-06-17 | 06090583 | Wash Water System | INST
W | VJ-LT-T-3170 |  | LEVEL TRANSMITTER OF T3170 | LT | PRP | INS | INS |  | 2010011370 | JSWPL-VJN-PRC-WWS | 2001 | A | 2001 | 2000 |  | 2019-06-01 | 2958465 |  |  | 001 | 001 |  |  | 2020-06-17 | 06090583 | 2020-06-17 | 06090583 | Wash Water System | INST
W | VJ-LT-T-3171 |  | LEVEL TRANSMITTER OF T3171 | LT | PRP | INS | INS |  | 2010011370 | JSWPL-VJN-PRC-WWS | 2001 | A | 2001 | 2000 |  | 2019-06-01 | 2958465 |  |  | 001 | 001 |  |  | 2020-06-17 | 06090583 | 2020-06-17 | 06090583 | Wash Water System | INST
W | VJ-LT-T-3174 |  | LEVEL TRANSMITTER OF T3174 | LT | PRP | INS | INS |  | 2010011370 | JSWPL-VJN-PRC-WWS | 2001 | A | 2001 | 2000 |  | 2019-06-01 | 2958465 |  |  | 001 | 001 |  |  | 2020-06-17 | 06090583 | 2020-06-17 | 06090583 | Wash Water System | INST
W | VJ-LT-T-3175 |  | LEVEL TRANSMITTER OF T3175 | LT | PRP | INS | INS |  | 2010011370 | JSWPL-VJN-PRC-WWS | 2001 | A | 2001 | 2000 |  | 2019-06-01 | 2958465 |  |  | 001 | 001 |  |  | 2020-06-17 | 06090583 | 2020-06-17 | 06090583 | Wash Water System | INST
W | VJ-LT-T-3176 |  | LEVEL TRANSMITTER OF T3176 | LT | PRP | INS | INS |  | 2010011370 | JSWPL-VJN-PRC-WWS | 2001 | A | 2001 | 2000 |  | 2019-06-01 | 2958465 |  |  | 001 | 001 |  |  | 2020-06-17 | 06090583 | 2020-06-17 | 06090583 | Wash Water System | INST
W | VJ-LT-T202 |  | LEVEL TRANSMITTER OF T202 | LT | PRP | INS | INS |  | 2010011080 | JSWPL-VJN-RMH | 2001 | A | 2001 | 2000 |  | 2019-06-01 | 2958465 |  |  | 001 | 001 |  |  | 2020-06-17 | 06090583 | 2020-06-17 | 06090583 | RM Handling | DLFL INST
W | VJ-LT-T203A |  | LEVEL TRANSMITTER OF T203A | LT | PRP | INS | INS |  | 2010011080 | JSWPL-VJN-RMH | 2001 | A | 2001 | 2000 |  | 2019-06-01 | 2958465 |  |  | 001 | 001 |  |  | 2020-06-17 | 06090583 | 2020-06-17 | 06090583 | RM Handling | DLFL INST
W | VJ-LT-T203B |  | LEVEL TRANSMITTER OF T203B | LT | PRP | INS | INS |  | 2010011080 | JSWPL-VJN-RMH | 2001 | A | 2001 | 2000 |  | 2019-06-01 | 2958465 |  |  | 001 | 001 |  |  | 2020-06-17 | 06090583 | 2020-06-17 | 06090583 | RM Handling | DLFL INST
W | VJ-LT-T204 |  | LEVEL TRANSMITTER OF T204 | LT | PRP | INS | INS |  | 2010011080 | JSWPL-VJN-RMH | 2001 | A | 2001 | 2000 |  | 2019-06-01 | 2958465 |  |  | 001 | 001 |  |  | 2020-06-17 | 06090583 | 2020-06-17 | 06090583 | RM Handling | DLFL INST
W | VJ-LT-T205 |  | LEVEL TRANSMITTER OF T205 | LT | PRP | INS | INS |  | 2010011080 | JSWPL-VJN-RMH | 2001 | A | 2001 | 2000 |  | 2019-06-01 | 2958465 |  |  | 001 | 001 |  |  | 2020-06-17 | 06090583 | 2020-06-17 | 06090583 | RM Handling | DLFL INST
W | VJ-LT-T206 |  | LEVEL TRANSMITTER OF T206 | LT | PRP | INS | INS |  | 2010011080 | JSWPL-VJN-RMH | 2001 | A | 2001 | 2000 |  | 2019-06-01 | 2958465 |  |  | 001 | 001 |  |  | 2020-06-17 | 06090583 | 2020-06-17 | 06090583 | RM Handling | DLFL INST
W | VJ-LT-T208 |  | LEVEL TRANSMITTER OF T208 | LT | PRP | INS | INS |  | 2010011080 | JSWPL-VJN-RMH | 2001 | A | 2001 | 2000 |  | 2019-06-01 | 2958465 |  |  | 001 | 001 |  |  | 2020-06-17 | 06090583 | 2020-06-17 | 06090583 | RM Handling | DLFL INST
W | VJ-LT-T3168 |  | LEVEL TRANSMITTER T3168 | TRANSMITTR | PRP | INS | INS | INS | 2010011080 | JSWPL-VJN-RMH | 2001 | B | 2001 | 2000 |  | 2019-08-01 | 2958465 |  |  | 001 | 001 |  |  | 2024-09-27 | ACCPMSUP06 | 2024-09-27 | ACCPMSUP06 | RM Handling | INST
W | VJ-LT-TV-101 |  | LEVEL TRANSMITTER OF TV101 | LT | PRP | INS | INS |  | 2010011080 | JSWPL-VJN-RMH | 2001 | A | 2001 | 2000 |  | 2019-06-01 | 2958465 |  |  | 001 | 001 |  |  | 2020-06-17 | 06090583 | 2020-06-17 | 06090583 | RM Handling | INST
W | VJ-LT-TV-108 |  | LEVEL TRANSMITTER OF T108 | LT | TFM | INS | INS |  | 2010011080 | JSWPL-VJN-RMH-TNK | 2001 | A | 2001 | 2000 |  | 2019-06-01 | 2958465 |  |  | 001 | 001 |  |  | 2020-06-17 | 06090583 | 2020-06-17 | 06090583 | Tank Farm | INST
W | VJ-LT-TV-122 |  | LEVEL TRANSMITTER OF TV122 | LT | PRP | INS | INS |  | 2010011080 | JSWPL-VJN-RMH | 2001 | A | 2001 | 2000 |  | 2019-06-01 | 2958465 |  |  | 001 | 001 |  |  | 2020-06-17 | 06090583 | 2020-06-17 | 06090583 | RM Handling | INST
W | VJ-LT-TV-123 |  | LEVEL TRANSMITTER OF TV123 | LT | PRP | INS | INS |  | 2010011080 | JSWPL-VJN-RMH | 2001 | A | 2001 | 2000 |  | 2019-06-01 | 2958465 |  |  | 001 | 001 |  |  | 2020-06-17 | 06090583 | 2020-06-17 | 06090583 | RM Handling | INST
W | VJ-LT-TV-124 |  | LEVEL TRANSMITTER OF TV124 | LT | PRP | INS | INS |  | 2010011080 | JSWPL-VJN-RMH | 2001 | A | 2001 | 2000 |  | 2019-06-01 | 2958465 |  |  | 001 | 001 |  |  | 2020-06-17 | 06090583 | 2020-06-17 | 06090583 | RM Handling | INST
W | VJ-LT-TV-125 |  | LEVEL TRANSMITTER OF TV125 | LT | PRP | INS | INS |  | 2010011080 | JSWPL-VJN-RMH | 2001 | A | 2001 | 2000 |  | 2019-06-01 | 2958465 |  |  | 001 | 001 |  |  | 2020-06-17 | 06090583 | 2020-06-17 | 06090583 | RM Handling | INST
W | VJ-LT-TV-126 |  | LEVEL TRANSMITTER OF TV126 | LT | PRP | INS | INS |  | 2010011080 | JSWPL-VJN-RMH | 2001 | A | 2001 | 2000 |  | 2019-06-01 | 2958465 |  |  | 001 | 001 |  |  | 2020-06-17 | 06090583 | 2020-06-17 | 06090583 | RM Handling | INST
W | VJ-LT-TV-127 |  | LEVEL TRANSMITTER OF TV127 | LT | PRP | INS | INS |  | 2010011080 | JSWPL-VJN-RMH | 2001 | A | 2001 | 2000 |  | 2019-06-01 | 2958465 |  |  | 001 | 001 |  |  | 2020-06-17 | 06090583 | 2020-06-17 | 06090583 | RM Handling | INST
W | VJ-LT-TV-129 |  | LEVEL TRANSMITTER OF TV129 | LT | PRP | INS | INS |  | 2010011080 | JSWPL-VJN-RMH | 2001 | A | 2001 | 2000 |  | 2019-06-01 | 2958465 |  |  | 001 | 001 |  |  | 2020-06-17 | 06090583 | 2020-06-17 | 06090583 | RM Handling | INST
W | VJ-LT-TV-201 |  | LEVEL TRANSMITTER OF TV201 | LT | PRP | INS | INS |  | 2010011080 | JSWPL-VJN-RMH | 2001 | A | 2001 | 2000 |  | 2019-06-01 | 2958465 |  |  | 001 | 001 |  |  | 2020-06-17 | 06090583 | 2020-06-17 | 06090583 | RM Handling | INST
N | VJ-M-AC-101A |  | MOTOR FOR AIR COMPRESSER | ELE_MOTOR | UTY | ELE | ELE |  | 2010011290 | JSWPL-VJN-UTL-COM | 2001 | B | 2001 | 2000 |  | 2019-04-01 | 2958465 |  |  | 001 | 001 |  |  | 2019-07-31 | 06090583 | 2019-07-31 | 06090583 | Compressor | INST
N | VJ-M-AC-101B |  | MOTOR FOR AIR COMPRESSER | ELE_MOTOR | UTY | ELE | ELE |  | 2010011290 | JSWPL-VJN-UTL-COM | 2001 | B | 2001 | 2000 |  | 2019-04-01 | 2958465 |  |  | 001 | 001 |  |  | 2019-07-31 | 06090583 | 2019-07-31 | 06090583 | Compressor | INST
N | VJ-M-AC-101C |  | MOTOR FOR AIR COMPRESSER | ELE_MOTOR | UTY | ELE | ELE |  | 2010011290 | JSWPL-VJN-UTL-COM | 2001 | B | 2001 | 2000 |  | 2019-04-01 | 2958465 |  |  | 001 | 001 |  |  | 2019-07-31 | 06090583 | 2019-07-31 | 06090583 | Compressor | INST
N | VJ-M-B-01 |  | MOTOR FOR SC FOR MEDIUM HOPPER | ELE_MOTOR | PRP | ELE | ELE |  | 2010011070 | JSWPL-VJN-RMH-RMG-ATX | 2001 | B | 2001 | 2000 |  | 2019-04-01 | 2958465 |  |  | 001 | 001 |  |  | 2019-07-31 | 06090583 | 2019-07-31 | 06090583 | Atex System & Medium component handling | INST
N | VJ-M-B-02 |  | MOTOR FOR SC FOR MEDIUM HOPPER | ELE_MOTOR | PRP | ELE | ELE |  | 2010011070 | JSWPL-VJN-RMH-RMG-ATX | 2001 | B | 2001 | 2000 |  | 2019-04-01 | 2958465 |  |  | 001 | 001 |  |  | 2019-07-31 | 06090583 | 2019-07-31 | 06090583 | Atex System & Medium component handling | INST
N | VJ-M-B-03 |  | MOTOR FOR SC FOR MEDIUM HOPPER | ELE_MOTOR | PRP | ELE | ELE |  | 2010011070 | JSWPL-VJN-RMH-RMG-ATX | 2001 | B | 2001 | 2000 |  | 2019-04-01 | 2958465 |  |  | 001 | 001 |  |  | 2019-07-31 | 06090583 | 2019-07-31 | 06090583 | Atex System & Medium component handling | INST
N | VJ-M-B-04 |  | MOTOR FOR SC FOR MEDIUM HOPPER | ELE_MOTOR | PRP | ELE | ELE |  | 2010011070 | JSWPL-VJN-RMH-RMG-ATX | 2001 | B | 2001 | 2000 |  | 2019-04-01 | 2958465 |  |  | 001 | 001 |  |  | 2019-07-31 | 06090583 | 2019-07-31 | 06090583 | Atex System & Medium component handling | INST
N | VJ-M-B-05 |  | MOTOR FOR SC FOR MEDIUM HOPPER | ELE_MOTOR | PRP | ELE | ELE |  | 2010011070 | JSWPL-VJN-RMH-RMG-ATX | 2001 | B | 2001 | 2000 |  | 2019-04-01 | 2958465 |  |  | 001 | 001 |  |  | 2019-07-31 | 06090583 | 2019-07-31 | 06090583 | Atex System & Medium component handling | INST
N | VJ-M-B-06 |  | MOTOR FOR SC FOR MEDIUM HOPPER | ELE_MOTOR | PRP | ELE | ELE |  | 2010011070 | JSWPL-VJN-RMH-RMG-ATX | 2001 | B | 2001 | 2000 |  | 2019-04-01 | 2958465 |  |  | 001 | 001 |  |  | 2019-07-31 | 06090583 | 2019-07-31 | 06090583 | Atex System & Medium component handling | INST
N | VJ-M-BL-101 |  | MOTOR FOR AGITATOR FOR VJ-M-BL-101 | ELE_MOTOR | PRP | ELE | ELE |  | 2010011250 | JSWPL-VJN-PRC-BLE | 2001 | B | 2001 | 2000 |  | 2019-04-01 | 2958465 |  |  | 001 | 001 |  |  | 2019-07-31 | 06090583 | 2019-07-31 | 06090583 | Blender Section | INST
N | VJ-M-BL-102 |  | MOTOR FOR AGITATOR FOR VJ-M-BL-102 | ELE_MOTOR | PRP | ELE | ELE |  | 2010011250 | JSWPL-VJN-PRC-BLE | 2001 | B | 2001 | 2000 |  | 2019-04-01 | 2958465 |  |  | 001 | 001 |  |  | 2019-07-31 | 06090583 | 2019-07-31 | 06090583 | Blender Section | INST
N | VJ-M-BL-103 |  | MOTOR FOR AGITATOR FOR VJ-M-BL-103 | ELE_MOTOR | PRP | ELE | ELE |  | 2010011250 | JSWPL-VJN-PRC-BLE | 2001 | B | 2001 | 2000 |  | 2019-04-01 | 2958465 |  |  | 001 | 001 |  |  | 2019-07-31 | 06090583 | 2019-07-31 | 06090583 | Blender Section | INST
N | VJ-M-BL-104 |  | MOTOR FOR AGITATOR FOR VJ-M-BL-104 | ELE_MOTOR | PRP | ELE | ELE |  | 2010011250 | JSWPL-VJN-PRC-BLE | 2001 | B | 2001 | 2000 |  | 2019-04-01 | 2958465 |  |  | 001 | 001 |  |  | 2019-07-31 | 06090583 | 2019-07-31 | 06090583 | Blender Section | INST
N | VJ-M-BL-105 |  | MOTOR FOR AGITATOR FOR VJ-M-BL-105 | ELE_MOTOR | PRP | ELE | ELE |  | 2010011250 | JSWPL-VJN-PRC-BLE | 2001 | B | 2001 | 2000 |  | 2019-04-01 | 2958465 |  |  | 001 | 001 |  |  | 2019-07-31 | 06090583 | 2019-07-31 | 06090583 | Blender Section | INST
N | VJ-M-BL-106 |  | MOTOR FOR AGITATOR FOR VJ-M-BL-106 | ELE_MOTOR | PRP | ELE | ELE |  | 2010011250 | JSWPL-VJN-PRC-BLE | 2001 | B | 2001 | 2000 |  | 2019-04-01 | 2958465 |  |  | 001 | 001 |  |  | 2019-07-31 | 06090583 | 2019-07-31 | 06090583 | Blender Section | INST
N | VJ-M-BL-107 |  | MOTOR FOR AGITATOR FOR VJ-M-BL-107 | ELE_MOTOR | PRP | ELE | ELE |  | 2010011250 | JSWPL-VJN-PRC-BLE | 2001 | B | 2001 | 2000 |  | 2019-04-01 | 2958465 |  |  | 001 | 001 |  |  | 2019-07-31 | 06090583 | 2019-07-31 | 06090583 | Blender Section | INST
N | VJ-M-BL-108 |  | MOTOR FOR AGITATOR FOR VJ-M-BL-108 | ELE_MOTOR | PRP | ELE | ELE |  | 2010011250 | JSWPL-VJN-PRC-BLE | 2001 | B | 2001 | 2000 |  | 2019-04-01 | 2958465 |  |  | 001 | 001 |  |  | 2019-07-31 | 06090583 | 2019-07-31 | 06090583 | Blender Section | INST
N | VJ-M-BL-109 |  | MOTOR FOR AGITATOR FOR VJ-M-BL-109 | ELE_MOTOR | PRP | ELE | ELE |  | 2010011250 | JSWPL-VJN-PRC-BLE | 2001 | B | 2001 | 2000 |  | 2024-12-10 | 2958465 |  |  | 001 | 001 | 2025-01-28 | ACCPMSUP05 | 2025-01-21 | ACCPMSUP05 | 2025-01-21 | ACCPMSUP05 | Blender Section | INST
N | VJ-M-BL-110 |  | MOTOR FOR AGITATOR FOR VJ-M-BL-110 | ELE_MOTOR | PRP | ELE | ELE |  | 2010011250 | JSWPL-VJN-PRC-BLE | 2001 | B | 2001 | 2000 |  | 2024-12-10 | 2958465 |  |  | 001 | 001 | 2025-01-28 | ACCPMSUP05 | 2025-01-21 | ACCPMSUP05 | 2025-01-21 | ACCPMSUP05 | Blender Section | INST
N | VJ-M-BL-111 |  | MOTOR FOR AGITATOR FOR VJ-M-BL-111 | ELE_MOTOR | PRP | ELE | ELE |  | 2010011250 | JSWPL-VJN-PRC-BLE | 2001 | B | 2001 | 2000 |  | 2024-12-10 | 2958465 |  |  | 001 | 001 | 2025-01-28 | ACCPMSUP05 | 2025-01-21 | ACCPMSUP05 | 2025-01-21 | ACCPMSUP05 | Blender Section | INST
N | VJ-M-BL-112 |  | MOTOR FOR AGITATOR FOR VJ-M-BL-112 | ELE_MOTOR | PRP | ELE | ELE |  | 2010011250 | JSWPL-VJN-PRC-BLE | 2001 | B | 2001 | 2000 |  | 2024-12-10 | 2958465 |  |  | 001 | 001 | 2025-01-28 | ACCPMSUP05 | 2025-01-21 | ACCPMSUP05 | 2025-01-21 | ACCPMSUP05 | Blender Section | INST
N | VJ-M-BL-115 |  | MOTOR FOR AGITATOR FOR VJ-M-BL-115 | ELE_MOTOR | PRP | ELE | ELE |  | 2010011250 | JSWPL-VJN-PRC-BLE | 2001 | B | 2001 | 2000 |  | 2024-12-10 | 2958465 |  |  | 001 | 001 | 2025-01-28 | ACCPMSUP05 | 2025-01-21 | ACCPMSUP05 | 2025-01-21 | ACCPMSUP05 | Blender Section | INST
N | VJ-M-BL-116 |  | MOTOR FOR AGITATOR FOR VJ-M-BL-116 | ELE_MOTOR | PRP | ELE | ELE |  | 2010011250 | JSWPL-VJN-PRC-BLE | 2001 | B | 2001 | 2000 |  | 2024-12-10 | 2958465 |  |  | 001 | 001 | 2025-01-28 | ACCPMSUP05 | 2025-01-21 | ACCPMSUP05 | 2025-01-21 | ACCPMSUP05 | Blender Section | INST
N | VJ-M-BL-117 |  | MOTOR FOR AGITATOR FOR VJ-M-BL-117 | ELE_MOTOR | PRP | ELE | ELE |  | 2010011250 | JSWPL-VJN-PRC-BLE | 2001 | B | 2001 | 2000 |  | 2024-12-10 | 2958465 |  |  | 001 | 001 | 2025-01-28 | ACCPMSUP05 | 2025-01-21 | ACCPMSUP05 | 2025-01-21 | ACCPMSUP05 | Blender Section | INST
N | VJ-M-BL-118 |  | MOTOR FOR AGITATOR FOR VJ-M-BL-118 | ELE_MOTOR | PRP | ELE | ELE |  | 2010011250 | JSWPL-VJN-PRC-BLE | 2001 | B | 2001 | 2000 |  | 2024-12-10 | 2958465 |  |  | 001 | 001 | 2025-01-28 | ACCPMSUP05 | 2025-01-21 | ACCPMSUP05 | 2025-01-21 | ACCPMSUP05 | Blender Section | INST
N | VJ-M-BL-119 |  | MOTOR FOR AGITATOR FOR VJ-M-BL-119 | ELE_MOTOR | PRP | ELE | ELE |  | 2010011250 | JSWPL-VJN-PRC-BLE | 2001 | B | 2001 | 2000 |  | 2019-04-01 | 2958465 |  |  | 001 | 001 |  |  | 2019-07-31 | 06090583 | 2019-07-31 | 06090583 | Blender Section | INST
N | VJ-M-BL-120 |  | MOTOR FOR AGITATOR FOR VJ-M-BL-120 | ELE_MOTOR | PRP | ELE | ELE |  | 2010011250 | JSWPL-VJN-PRC-BLE | 2001 | B | 2001 | 2000 |  | 2019-04-01 | 2958465 |  |  | 001 | 001 |  |  | 2019-07-31 | 06090583 | 2019-07-31 | 06090583 | Blender Section | INST
N | VJ-M-BL-121 |  | MOTOR FOR AGITATOR FOR VJ-M-BL-121 | ELE_MOTOR | PRP | ELE | ELE |  | 2010011250 | JSWPL-VJN-PRC-BLE | 2001 | B | 2001 | 2000 |  | 2019-04-01 | 2958465 |  |  | 001 | 001 |  |  | 2019-07-31 | 06090583 | 2019-07-31 | 06090583 | Blender Section | INST
N | VJ-M-BL-122 |  | MOTOR FOR AGITATOR FOR VJ-M-BL-122 | ELE_MOTOR | PRP | ELE | ELE |  | 2010011250 | JSWPL-VJN-PRC-BLE | 2001 | B | 2001 | 2000 |  | 2019-04-01 | 2958465 |  |  | 001 | 001 |  |  | 2019-07-31 | 06090583 | 2019-07-31 | 06090583 | Blender Section | INST
N | VJ-M-BL-123 |  | MOTOR FOR AGITATOR FOR VJ-M-BL-123 | ELE_MOTOR | PRP | ELE | ELE |  | 2010011250 | JSWPL-VJN-PRC-BLE | 2001 | B | 2001 | 2000 |  | 2019-04-01 | 2958465 |  |  | 001 | 001 |  |  | 2019-07-31 | 06090583 | 2019-07-31 | 06090583 | Blender Section | INST
N | VJ-M-BL-124 |  | MOTOR FOR AGITATOR FOR VJ-M-BL-124 | ELE_MOTOR | PRP | ELE | ELE |  | 2010011250 | JSWPL-VJN-PRC-BLE | 2001 | B | 2001 | 2000 |  | 2019-04-01 | 2958465 |  |  | 001 | 001 |  |  | 2019-07-31 | 06090583 | 2019-07-31 | 06090583 | Blender Section | INST
N | VJ-M-BL-125 |  | MOTOR FOR AGITATOR FOR VJ-M-BL-125 | ELE_MOTOR | PRP | ELE | ELE |  | 2010011250 | JSWPL-VJN-PRC-BLE | 2001 | B | 2001 | 2000 |  | 2019-04-01 | 2958465 |  |  | 001 | 001 |  |  | 2019-07-31 | 06090583 | 2019-07-31 | 06090583 | Blender Section | INST
N | VJ-M-BL-126 |  | MOTOR FOR AGITATOR FOR VJ-M-BL-126 | ELE_MOTOR | PRP | ELE | ELE |  | 2010011250 | JSWPL-VJN-PRC-BLE | 2001 | B | 2001 | 2000 |  | 2019-04-01 | 2958465 |  |  | 001 | 001 |  |  | 2019-07-31 | 06090583 | 2019-07-31 | 06090583 | Blender Section | INST
N | VJ-M-BL-127 |  | MOTOR FOR AGITATOR FOR VJ-M-BL-127 | ELE_MOTOR | PRP | ELE | ELE |  | 2010011250 | JSWPL-VJN-PRC-BLE | 2001 | B | 2001 | 2000 |  | 2019-04-01 | 2958465 |  |  | 001 | 001 |  |  | 2019-07-31 | 06090583 | 2019-07-31 | 06090583 | Blender Section | INST
N | VJ-M-BL-128 |  | MOTOR FOR AGITATOR FOR VJ-M-BL-128 | ELE_MOTOR | PRP | ELE | ELE |  | 2010011250 | JSWPL-VJN-PRC-BLE | 2001 | B | 2001 | 2000 |  | 2019-04-01 | 2958465 |  |  | 001 | 001 |  |  | 2019-07-31 | 06090583 | 2019-07-31 | 06090583 | Blender Section | INST
N | VJ-M-BL-129 |  | MOTOR FOR AGITATOR FOR VJ-M-BL-129 | ELE_MOTOR | PRP | ELE | ELE |  | 2010011250 | JSWPL-VJN-PRC-BLE | 2001 | B | 2001 | 2000 |  | 2019-04-01 | 2958465 |  |  | 001 | 001 |  |  | 2019-07-31 | 06090583 | 2019-07-31 | 06090583 | Blender Section | INST
N | VJ-M-BL-130 |  | MOTOR FOR AGITATOR FOR VJ-M-BL-130 | ELE_MOTOR | PRP | ELE | ELE |  | 2010011250 | JSWPL-VJN-PRC-BLE | 2001 | B | 2001 | 2000 |  | 2019-04-01 | 2958465 |  |  | 001 | 001 |  |  | 2019-07-31 | 06090583 | 2019-07-31 | 06090583 | Blender Section | INST
N | VJ-M-BL-DC101 |  | MOTOR FOR BLOWER FOR DUST COLLECTOR | ELE_MOTOR | PRP | ELE | ELE |  | 2010011240 | JSWPL-VJN-PRC-DIS | 2001 | B | 2001 | 2000 |  | 2019-04-01 | 2958465 |  |  | 001 | 001 |  |  | 2019-07-31 | 06090583 | 2019-07-31 | 06090583 | Dispersion section | INST
N | VJ-M-BL-SC101 |  | MOTOR FOR BLOWER FOR SCRUBBER | ELE_MOTOR | PRP | ELE | ELE |  | 2010011300 | JSWPL-VJN-PRC | 2001 | B | 2001 | 2000 |  | 2019-04-01 | 2958465 |  |  | 001 | 001 |  |  | 2019-07-31 | 06090583 | 2019-07-31 | 06090583 | Processing Block | INST
N | VJ-M-BSM-01 |  | MOTOR FOR AUTOMATIC BAG SLITTING MACHINE | ELE_MOTOR | RSI | ELE | ELE |  | 2010011070 | JSWPL-VJN-RMH-RMG-BSM | 2001 | B | 2001 | 2000 |  | 2019-04-01 | 2958465 |  |  | 001 | 001 |  |  | 2019-07-31 | 06090583 | 2019-07-31 | 06090583 | Bag Slitting Machine | INST
N | VJ-M-BSM01-02 |  | MOTOR FOR BELT CONVEYOR | ELE_MOTOR | RSI | ELE | ELE |  | 2010011070 | JSWPL-VJN-RMH-RMG-BSM | 2001 | B | 2001 | 2000 |  | 2019-04-01 | 2958465 |  |  | 001 | 001 |  |  | 2019-07-31 | 06090583 | 2019-07-31 | 06090583 | Bag Slitting Machine | INST
N | VJ-M-CT-101A |  | MOTOR FOR COOLING TOWER | ELE_MOTOR | PRP | ELE | ELE |  | 2010011290 | JSWPL-VJN-UTL-CTR | 2001 | B | 2001 | 2000 |  | 2019-04-01 | 2958465 |  |  | 001 | 001 |  |  | 2019-07-31 | 06090583 | 2019-07-31 | 06090583 | Cooling Tower | INST
N | VJ-M-CT-101B |  | MOTOR FOR COOLING TOWER | ELE_MOTOR | PRP | ELE | ELE |  | 2010011290 | JSWPL-VJN-UTL-CTR | 2001 | B | 2001 | 2000 |  | 2019-04-01 | 2958465 |  |  | 001 | 001 |  |  | 2019-07-31 | 06090583 | 2019-07-31 | 06090583 | Cooling Tower | INST
N | VJ-M-CV-101 |  | MOTOR FOR PM-CONVEYOR | ELE_MOTOR | PRP | ELE | ELE |  | 2010011070 | JSWPL-VJN-PMH | 2001 | C | 2001 | 2000 |  | 2019-04-01 | 2958465 |  |  | 001 | 001 |  |  | 2019-07-31 | 06090583 | 2019-07-31 | 06090583 | Packing Material Handling | INST
N | VJ-M-CV-102 |  | MOTOR FOR HIGHWAY CONVEYOR | ELE_MOTOR | PRP | ELE | ELE |  | 2010011260 | JSWPL-VJN-FGH-ROB | 2001 | C | 2001 | 2000 |  | 2019-04-01 | 2958465 |  |  | 001 | 001 |  |  | 2019-07-31 | 06090583 | 2019-07-31 | 06090583 | Robots & Highway conveyor | INST
R | VJ-M-E7-105 |  | Secondary clarifier mechanism-1 | CLARIFIER | PRP | MEC | MEC |  | 2010014010 | JSWPL-VJN-UTL-ETP | 2001 | A | 2001 | 2000 |  | 2022-11-18 | 2958465 |  |  | 001 | 001 |  |  | 2022-11-19 | 06090257 | 2022-11-19 | 06090257 | ETP | INST
R | VJ-M-E7-111 |  | Secondary clarifier mechanism-2 | CLARIFIER | PRP | MEC | MEC |  | 2010014010 | JSWPL-VJN-UTL-ETP | 2001 | A | 2001 | 2000 |  | 2022-11-18 | 2958465 |  |  | 001 | 001 |  |  | 2022-11-19 | 06090257 | 2022-11-19 | 06090257 | ETP | INST
N | VJ-M-ED-101 |  | MOTOR FOR EDUCTOR | ELE_MOTOR | PRP | ELE | ELE |  | 2010011250 | JSWPL-VJN-PRC-BLE | 2001 | C | 2001 | 2000 |  | 2019-04-01 | 2958465 |  |  | 001 | 001 |  |  | 2019-07-31 | 06090583 | 2019-07-31 | 06090583 | Blender Section | INST
N | VJ-M-EOT-BDS01-A |  | MOTOR FOR EOT CRANES | ELE_MOTOR | RSI | ELE | ELE |  | 2010011070 | JSWPL-VJN-RMH-RMG-BD1 | 2001 | B | 2001 | 2000 |  | 2019-04-01 | 2958465 |  |  | 001 | 001 |  |  | 2019-07-31 | 06090583 | 2019-07-31 | 06090583 | Bag Dumping Station 01 | INST
N | VJ-M-EOT-BDS01-B |  | MOTOR FOR EOT CRANES | ELE_MOTOR | RSI | ELE | ELE |  | 2010011070 | JSWPL-VJN-RMH-RMG-BD1 | 2001 | B | 2001 | 2000 |  | 2019-04-01 | 2958465 |  |  | 001 | 001 |  |  | 2019-07-31 | 06090583 | 2019-07-31 | 06090583 | Bag Dumping Station 01 | INST
N | VJ-M-EOT-BDS02-A |  | MOTOR FOR EOT CRANES | ELE_MOTOR | RSI | ELE | ELE |  | 2010011070 | JSWPL-VJN-RMH-RMG-BD2 | 2001 | B | 2001 | 2000 |  | 2019-04-01 | 2958465 |  |  | 001 | 001 |  |  | 2019-07-31 | 06090583 | 2019-07-31 | 06090583 | Bag Dumping Station 02 | INST
N | VJ-M-EOT-BDS02-B |  | MOTOR FOR EOT CRANES | ELE_MOTOR | RSI | ELE | ELE |  | 2010011070 | JSWPL-VJN-RMH-RMG-BD2 | 2001 | B | 2001 | 2000 |  | 2019-04-01 | 2958465 |  |  | 001 | 001 |  |  | 2019-07-31 | 06090583 | 2019-07-31 | 06090583 | Bag Dumping Station 02 | INST
N | VJ-M-EOT-BDS03-A |  | MOTOR FOR EOT CRANES | ELE_MOTOR | RSI | ELE | ELE |  | 2010011070 | JSWPL-VJN-RMH-RMG-BD3 | 2001 | B | 2001 | 2000 |  | 2019-04-01 | 2958465 |  |  | 001 | 001 |  |  | 2019-07-31 | 06090583 | 2019-07-31 | 06090583 | Bag Dumping Station 03 | INST
N | VJ-M-EOT-BDS03-B |  | MOTOR FOR EOT CRANES | ELE_MOTOR | RSI | ELE | ELE |  | 2010011070 | JSWPL-VJN-RMH-RMG-BD3 | 2001 | B | 2001 | 2000 |  | 2019-04-01 | 2958465 |  |  | 001 | 001 |  |  | 2019-07-31 | 06090583 | 2019-07-31 | 06090583 | Bag Dumping Station 03 | INST
N | VJ-M-FS-BFM101 |  | MOTOR FOR SELF CLEANING FILTER- BFM101 | ELE_MOTOR | PRP | ELE | ELE |  | 2010011260 | JSWPL-VJN-PKG | 2001 | B | 2001 | 2000 |  | 2019-04-01 | 2958465 |  |  | 001 | 001 |  |  | 2019-07-31 | 06090583 | 2019-07-31 | 06090583 | Packing Section | INST
N | VJ-M-FS-BFM102 |  | MOTOR FOR SELF CLEANING FILTER- BFM102 | ELE_MOTOR | PRP | ELE | ELE |  | 2010011260 | JSWPL-VJN-PKG | 2001 | B | 2001 | 2000 |  | 2019-04-01 | 2958465 |  |  | 001 | 001 |  |  | 2019-07-31 | 06090583 | 2019-07-31 | 06090583 | Packing Section | INST
N | VJ-M-FS-BFM104 |  | MOTOR FOR SELF CLEANING FILTER- BFM104 | ELE_MOTOR | PRP | ELE | ELE |  | 2010011260 | JSWPL-VJN-PKG | 2001 | B | 2001 | 2000 |  | 2024-12-10 | 2958465 |  |  | 001 | 001 | 2025-01-28 | ACCPMSUP05 | 2025-01-21 | ACCPMSUP05 | 2025-01-21 | ACCPMSUP05 | Packing Section | INST
N | VJ-M-FS-RFM101 |  | MOTOR FOR SELF CLEANING FILTER- RFM101 | ELE_MOTOR | PRP | ELE | ELE |  | 2010011260 | JSWPL-VJN-PKG | 2001 | B | 2001 | 2000 |  | 2019-04-01 | 2958465 |  |  | 001 | 001 |  |  | 2019-07-31 | 06090583 | 2019-07-31 | 06090583 | Packing Section | INST
N | VJ-M-FS-RFM102A |  | MOTOR FOR SELF CLEANING FILTER- RFM102 | ELE_MOTOR | PRP | ELE | ELE |  | 2010011260 | JSWPL-VJN-PKG | 2001 | B | 2001 | 2000 |  | 2019-04-01 | 2958465 |  |  | 001 | 001 |  |  | 2019-07-31 | 06090583 | 2019-07-31 | 06090583 | Packing Section | INST
N | VJ-M-FS-RFM102B |  | MOTOR FOR SELF CLEANING FILTER- RFM102 | ELE_MOTOR | PRP | ELE | ELE |  | 2010011260 | JSWPL-VJN-PKG | 2001 | B | 2001 | 2000 |  | 2019-04-01 | 2958465 |  |  | 001 | 001 |  |  | 2019-07-31 | 06090583 | 2019-07-31 | 06090583 | Packing Section | INST
N | VJ-M-FS-RFM104 |  | MOTOR FOR SELF CLEANING FILTER- RFM104 | ELE_MOTOR | PRP | ELE | ELE |  | 2010011260 | JSWPL-VJN-PKG | 2001 | B | 2001 | 2000 |  | 2019-04-01 | 2958465 |  |  | 001 | 001 |  |  | 2019-07-31 | 06090583 | 2019-07-31 | 06090583 | Packing Section | INST
N | VJ-M-FS-RFM105 |  | MOTOR FOR SELF CLEANING FILTER- RFM105 | ELE_MOTOR | PRP | ELE | ELE |  | 2010011260 | JSWPL-VJN-PKG | 2001 | B | 2001 | 2000 |  | 2019-04-01 | 2958465 |  |  | 001 | 001 |  |  | 2019-07-31 | 06090583 | 2019-07-31 | 06090583 | Packing Section | INST
N | VJ-M-FS-RFM106 |  | MOTOR FOR SELF CLEANING FILTER- BFM106 | ELE_MOTOR | PRP | ELE | ELE |  | 2010011260 | JSWPL-VJN-PKG | 2001 | B | 2001 | 2000 |  | 2024-12-10 | 2958465 |  |  | 001 | 001 | 2025-01-28 | ACCPMSUP05 | 2025-01-21 | ACCPMSUP05 | 2025-01-21 | ACCPMSUP05 | Packing Section | INST
N | VJ-M-GT-BDS-01 |  | MOTOR FOR GANTRY (2 TON CAPACITY CRAIN) | ELE_MOTOR | RSI | ELE | ELE |  | 2010011070 | JSWPL-VJN-RMH-RMG-BD1 | 2001 | B | 2001 | 2000 |  | 2019-04-01 | 2958465 |  |  | 001 | 001 |  |  | 2019-07-31 | 06090583 | 2019-07-31 | 06090583 | Bag Dumping Station 01 | INST
N | VJ-M-GT-BDS-02 |  | MOTOR FOR GANTRY (2 TON CAPACITY CRAIN) | ELE_MOTOR | RSI | ELE | ELE |  | 2010011070 | JSWPL-VJN-RMH-RMG-BD2 | 2001 | B | 2001 | 2000 |  | 2019-04-01 | 2958465 |  |  | 001 | 001 |  |  | 2019-07-31 | 06090583 | 2019-07-31 | 06090583 | Bag Dumping Station 02 | INST
N | VJ-M-GT-BDS-03 |  | MOTOR FOR GANTRY (2 TON CAPACITY CRAIN) | ELE_MOTOR | RSI | ELE | ELE |  | 2010011070 | JSWPL-VJN-RMH-RMG-BD3 | 2001 | B | 2001 | 2000 |  | 2019-04-01 | 2958465 |  |  | 001 | 001 |  |  | 2019-07-31 | 06090583 | 2019-07-31 | 06090583 | Bag Dumping Station 03 | INST
N | VJ-M-P-SC101A |  | MOTOR FOR PUMP FOR SCRUBBER | ELE_MOTOR | PRP | ELE | ELE |  | 2010011300 | JSWPL-VJN-PRC | 2001 | B | 2001 | 2000 |  | 2019-04-01 | 2958465 |  |  | 001 | 001 |  |  | 2019-07-31 | 06090583 | 2019-07-31 | 06090583 | Processing Block | INST
N | VJ-M-P-SC101B |  | MOTOR FOR PUMP FOR SCRUBBER | ELE_MOTOR | PRP | ELE | ELE |  | 2010011300 | JSWPL-VJN-PRC | 2001 | B | 2001 | 2000 |  | 2019-04-01 | 2958465 |  |  | 001 | 001 |  |  | 2019-07-31 | 06090583 | 2019-07-31 | 06090583 | Processing Block | INST
N | VJ-M-PC-01 |  | MOTOR FOR BLOWER FOR SILO FILLING | ELE_MOTOR | RSI | ELE | ELE |  | 2010011070 | JSWPL-VJN-RMH-RMG-BD1 | 2001 | B | 2001 | 2000 |  | 2019-04-01 | 2958465 |  |  | 001 | 001 |  |  | 2019-07-31 | 06090583 | 2019-07-31 | 06090583 | Bag Dumping Station 01 | INST
N | VJ-M-PC-02 |  | MOTOR FOR BLOWER FOR SILO FILLING | ELE_MOTOR | RSI | ELE | ELE |  | 2010011070 | JSWPL-VJN-RMH-RMG-BD2 | 2001 | B | 2001 | 2000 |  | 2019-04-01 | 2958465 |  |  | 001 | 001 |  |  | 2019-07-31 | 06090583 | 2019-07-31 | 06090583 | Bag Dumping Station 02 | INST
N | VJ-M-PC-03 |  | MOTOR FOR BLOWER FOR SILO FILLING | ELE_MOTOR | RSI | ELE | ELE |  | 2010011070 | JSWPL-VJN-RMH-RMG-BD3 | 2001 | C | 2001 | 2000 |  | 2019-04-01 | 2958465 |  |  | 001 | 001 |  |  | 2019-07-31 | 06090583 | 2019-07-31 | 06090583 | Bag Dumping Station 03 | INST
N | VJ-M-PC-04 |  | MOTOR FOR BLOWER FOR SILO FILLING | ELE_MOTOR | RSI | ELE | ELE |  | 2010011070 | JSWPL-VJN-RMH-RMG-BSM | 2001 | C | 2001 | 2000 |  | 2019-04-01 | 2958465 |  |  | 001 | 001 |  |  | 2019-07-31 | 06090583 | 2019-07-31 | 06090583 | Bag Slitting Machine | INST
N | VJ-M-PC-05 |  | MOTOR FOR BLOWER FOR PRODUCTION | ELE_MOTOR | RSI | ELE | ELE |  | 2010011070 | JSWPL-VJN-RMH-SIL | 2001 | C | 2001 | 2000 |  | 2019-04-01 | 2958465 |  |  | 001 | 001 |  |  | 2019-07-31 | 06090583 | 2019-07-31 | 06090583 | Silo section | INST
N | VJ-M-PC-06 |  | MOTOR FOR BLOWER FOR PRODUCTION | ELE_MOTOR | RSI | ELE | ELE |  | 2010011070 | JSWPL-VJN-RMH-SIL | 2001 | C | 2001 | 2000 |  | 2019-04-01 | 2958465 |  |  | 001 | 001 |  |  | 2019-07-31 | 06090583 | 2019-07-31 | 06090583 | Silo section | INST
N | VJ-M-PC-07 |  | MOTOR FOR BLOWER FOR PRODUCTION | ELE_MOTOR | RSI | ELE | ELE |  | 2010011070 | JSWPL-VJN-RMH-SIL | 2001 | B | 2001 | 2000 |  | 2019-04-01 | 2958465 |  |  | 001 | 001 |  |  | 2019-07-31 | 06090583 | 2019-07-31 | 06090583 | Silo section | INST
N | VJ-M-PC-08 |  | MOTOR FOR BLOWER FOR PRODUCTION | ELE_MOTOR | RSI | ELE | ELE |  | 2010011070 | JSWPL-VJN-RMH-SIL | 2001 | B | 2001 | 2000 |  | 2019-04-01 | 2958465 |  |  | 001 | 001 |  |  | 2019-07-31 | 06090583 | 2019-07-31 | 06090583 | Silo section | INST
N | VJ-M-PC-09 |  | MOTOR FOR BLOWER FOR PRODUCTION | ELE_MOTOR | RSI | ELE | ELE |  | 2010011070 | JSWPL-VJN-RMH-SIL | 2001 | B | 2001 | 2000 |  | 2019-04-01 | 2958465 |  |  | 001 | 001 |  |  | 2019-07-31 | 06090583 | 2019-07-31 | 06090583 | Silo section | INST
N | VJ-M-PC-10 |  | MOTOR FOR BLOWER FOR MEDIUM COMPONENT | ELE_MOTOR | PRP | ELE | ELE |  | 2010011070 | JSWPL-VJN-RMH-RMG-ATX | 2001 | B | 2001 | 2000 |  | 2019-04-01 | 2958465 |  |  | 001 | 001 |  |  | 2019-07-31 | 06090583 | 2019-07-31 | 06090583 | Atex System & Medium component handling | INST
N | VJ-M-PC-11 |  | MOTOR FOR BLOWER FOR ATEX | ELE_MOTOR | RSI | ELE | ELE |  | 2010011070 | JSWPL-VJN-RMH-RMG-ATX | 2001 | B | 2001 | 2000 |  | 2019-04-01 | 2958465 |  |  | 001 | 001 |  |  | 2019-07-31 | 06090583 | 2019-07-31 | 06090583 | Atex System & Medium component handling | INST
N | VJ-M-PH-01 |  | MOTOR FOR SC OF CH FOR Y-101 | ELE_MOTOR | PRP | ELE | ELE |  | 2010011240 | JSWPL-VJN-PRC-DIS | 2001 | B | 2001 | 2000 |  | 2019-04-01 | 2958465 |  |  | 001 | 001 |  |  | 2019-07-31 | 06090583 | 2019-07-31 | 06090583 | Dispersion section | INST
N | VJ-M-PH-02 |  | MOTOR FOR SC OF PH FOR Y-101 | ELE_MOTOR | PRP | ELE | ELE |  | 2010011240 | JSWPL-VJN-PRC-DIS | 2001 | B | 2001 | 2000 |  | 2019-04-01 | 2958465 |  |  | 001 | 001 |  |  | 2019-07-31 | 06090583 | 2019-07-31 | 06090583 | Dispersion section | INST
N | VJ-M-PH-03 |  | MOTOR FOR SC FOR CH FOR Y-101 | ELE_MOTOR | PRP | ELE | ELE |  | 2010011240 | JSWPL-VJN-PRC-DIS | 2001 | B | 2001 | 2000 |  | 2019-04-01 | 2958465 |  |  | 001 | 001 |  |  | 2019-07-31 | 06090583 | 2019-07-31 | 06090583 | Dispersion section | INST
N | VJ-M-PH-04 |  | MOTOR FOR SC FOR PH FOR TSD-101 | ELE_MOTOR | PRP | ELE | ELE |  | 2010011240 | JSWPL-VJN-PRC-DIS | 2001 | B | 2001 | 2000 |  | 2019-04-01 | 2958465 |  |  | 001 | 001 |  |  | 2019-07-31 | 06090583 | 2019-07-31 | 06090583 | Dispersion section | INST
N | VJ-M-PH-05 |  | MOTOR FOR SC FOR CH FOR TSD-101 | ELE_MOTOR | PRP | ELE | ELE |  | 2010011240 | JSWPL-VJN-PRC-DIS | 2001 | B | 2001 | 2000 |  | 2019-04-01 | 2958465 |  |  | 001 | 001 |  |  | 2019-07-31 | 06090583 | 2019-07-31 | 06090583 | Dispersion section | INST
N | VJ-M-PH-06 |  | MOTOR FOR SC FOR PH FOR TSD-102 | ELE_MOTOR | PRP | ELE | ELE |  | 2010011240 | JSWPL-VJN-PRC-DIS | 2001 | B | 2001 | 2000 |  | 2019-04-01 | 2958465 |  |  | 001 | 001 |  |  | 2019-07-31 | 06090583 | 2019-07-31 | 06090583 | Dispersion section | INST
N | VJ-M-PH-07 |  | MOTOR FOR SC FOR CH FOR TSD-102 | ELE_MOTOR | PRP | ELE | ELE |  | 2010011240 | JSWPL-VJN-PRC-DIS | 2001 | B | 2001 | 2000 |  | 2019-04-01 | 2958465 |  |  | 001 | 001 |  |  | 2019-07-31 | 06090583 | 2019-07-31 | 06090583 | Dispersion section | INST
N | VJ-M-PH-08 |  | MOTOR FOR SC FOR CH FOR TSD-103 | ELE_MOTOR | PRP | ELE | ELE |  | 2010011240 | JSWPL-VJN-PRC-DIS | 2001 | B | 2001 | 2000 |  | 2019-04-01 | 2958465 |  |  | 001 | 001 |  |  | 2019-07-31 | 06090583 | 2019-07-31 | 06090583 | Dispersion section | INST
N | VJ-M-PH-09 |  | MOTOR FOR SC FOR PH FOR TSD-103 | ELE_MOTOR | PRP | ELE | ELE |  | 2010011240 | JSWPL-VJN-PRC-DIS | 2001 | B | 2001 | 2000 |  | 2019-04-01 | 2958465 |  |  | 001 | 001 |  |  | 2019-07-31 | 06090583 | 2019-07-31 | 06090583 | Dispersion section | INST
N | VJ-M-PH-10 |  | MOTOR FOR SC FOR CH FOR TSD-104 | ELE_MOTOR | PRP | ELE | ELE |  | 2010011240 | JSWPL-VJN-PRC-DIS | 2001 | C | 2001 | 2000 |  | 2019-04-01 | 2958465 |  |  | 001 | 001 |  |  | 2019-07-31 | 06090583 | 2019-07-31 | 06090583 | Dispersion section | INST
N | VJ-M-PH-11 |  | MOTOR FOR SC FOR PH FOR TSD-104 | ELE_MOTOR | PRP | ELE | ELE |  | 2010011240 | JSWPL-VJN-PRC-DIS | 2001 | C | 2001 | 2000 |  | 2019-04-01 | 2958465 |  |  | 001 | 001 |  |  | 2019-07-31 | 06090583 | 2019-07-31 | 06090583 | Dispersion section | INST
N | VJ-M-PH-12 |  | MOTOR FOR SC FOR CH FOR TSD-105 | ELE_MOTOR | PRP | ELE | ELE |  | 2010011240 | JSWPL-VJN-PRC-DIS | 2001 | B | 2001 | 2000 |  | 2019-04-01 | 2958465 |  |  | 001 | 001 |  |  | 2019-07-31 | 06090583 | 2019-07-31 | 06090583 | Dispersion section | INST
N | VJ-M-PH-13 |  | MOTOR FOR SC FOR PH FOR TSD-105 | ELE_MOTOR | PRP | ELE | ELE |  | 2010011240 | JSWPL-VJN-PRC-DIS | 2001 | B | 2001 | 2000 |  | 2019-04-01 | 2958465 |  |  | 001 | 001 |  |  | 2019-07-31 | 06090583 | 2019-07-31 | 06090583 | Dispersion section | INST
N | VJ-M-S-01 |  | MOTOR FOR RAL OF VJ-M-S-01 | ELE_MOTOR | RSI | ELE | ELE |  | 2010011070 | JSWPL-VJN-RMH-SIL | 2001 | B | 2001 | 2000 |  | 2019-04-01 | 2958465 |  |  | 001 | 001 |  |  | 2019-07-31 | 06090583 | 2019-07-31 | 06090583 | Silo section | INST
N | VJ-M-S-02 |  | MOTOR FOR RAL OF VJ-M-S-02 | ELE_MOTOR | RSI | ELE | ELE |  | 2010011070 | JSWPL-VJN-RMH-SIL | 2001 | B | 2001 | 2000 |  | 2019-04-01 | 2958465 |  |  | 001 | 001 |  |  | 2019-07-31 | 06090583 | 2019-07-31 | 06090583 | Silo section | INST
N | VJ-M-S-03 |  | MOTOR FOR RAL OF VJ-M-S-03 | ELE_MOTOR | RSI | ELE | ELE |  | 2010011070 | JSWPL-VJN-RMH-SIL | 2001 | B | 2001 | 2000 |  | 2019-04-01 | 2958465 |  |  | 001 | 001 |  |  | 2019-07-31 | 06090583 | 2019-07-31 | 06090583 | Silo section | INST
N | VJ-M-S-04 |  | MOTOR FOR RAL OF VJ-M-S-04 | ELE_MOTOR | RSI | ELE | ELE |  | 2010011070 | JSWPL-VJN-RMH-SIL | 2001 | B | 2001 | 2000 |  | 2019-04-01 | 2958465 |  |  | 001 | 001 |  |  | 2019-07-31 | 06090583 | 2019-07-31 | 06090583 | Silo section | INST
N | VJ-M-S-05 |  | MOTOR FOR RAL OF VJ-M-S-05 | ELE_MOTOR | RSI | ELE | ELE |  | 2010011070 | JSWPL-VJN-RMH-SIL | 2001 | B | 2001 | 2000 |  | 2019-04-01 | 2958465 |  |  | 001 | 001 |  |  | 2019-07-31 | 06090583 | 2019-07-31 | 06090583 | Silo section | INST
N | VJ-M-S-06 |  | MOTOR FOR RAL OF VJ-M-S-06 | ELE_MOTOR | RSI | ELE | ELE |  | 2010011070 | JSWPL-VJN-RMH-SIL | 2001 | B | 2001 | 2000 |  | 2019-04-01 | 2958465 |  |  | 001 | 001 |  |  | 2019-07-31 | 06090583 | 2019-07-31 | 06090583 | Silo section | INST
N | VJ-M-S-07 |  | MOTOR FOR RAL OF VJ-M-S-07 | ELE_MOTOR | RSI | ELE | ELE |  | 2010011070 | JSWPL-VJN-RMH-SIL | 2001 | B | 2001 | 2000 |  | 2019-04-01 | 2958465 |  |  | 001 | 001 |  |  | 2019-07-31 | 06090583 | 2019-07-31 | 06090583 | Silo section | INST
N | VJ-M-S-08 |  | MOTOR FOR RAL OF VJ-M-S-08 | ELE_MOTOR | RSI | ELE | ELE |  | 2010011070 | JSWPL-VJN-RMH-SIL | 2001 | B | 2001 | 2000 |  | 2019-04-01 | 2958465 |  |  | 001 | 001 |  |  | 2019-07-31 | 06090583 | 2019-07-31 | 06090583 | Silo section | INST
N | VJ-M-S-09 |  | MOTOR FOR RAL OF VJ-M-S-09 | ELE_MOTOR | RSI | ELE | ELE |  | 2010011070 | JSWPL-VJN-RMH-SIL | 2001 | B | 2001 | 2000 |  | 2019-04-01 | 2958465 |  |  | 001 | 001 |  |  | 2019-07-31 | 06090583 | 2019-07-31 | 06090583 | Silo section | INST
N | VJ-M-S-10 |  | MOTOR FOR RAL OF VJ-M-S-10 | ELE_MOTOR | RSI | ELE | ELE |  | 2010011070 | JSWPL-VJN-RMH-SIL | 2001 | B | 2001 | 2000 |  | 2019-04-01 | 2958465 |  |  | 001 | 001 |  |  | 2019-07-31 | 06090583 | 2019-07-31 | 06090583 | Silo section | INST
N | VJ-M-S-11 |  | MOTOR FOR RAL OF VJ-M-S-11 | ELE_MOTOR | RSI | ELE | ELE |  | 2010011070 | JSWPL-VJN-RMH-SIL | 2001 | B | 2001 | 2000 |  | 2019-04-01 | 2958465 |  |  | 001 | 001 |  |  | 2019-07-31 | 06090583 | 2019-07-31 | 06090583 | Silo section | INST
N | VJ-M-S-12 |  | MOTOR FOR RAL OF VJ-M-S-12 | ELE_MOTOR | RSI | ELE | ELE |  | 2010011070 | JSWPL-VJN-RMH-SIL | 2001 | B | 2001 | 2000 |  | 2019-04-01 | 2958465 |  |  | 001 | 001 |  |  | 2019-07-31 | 06090583 | 2019-07-31 | 06090583 | Silo section | INST
N | VJ-M-S-13 |  | MOTOR FOR RAL OF VJ-M-S-13 | ELE_MOTOR | RSI | ELE | ELE |  | 2010011070 | JSWPL-VJN-RMH-SIL | 2001 | B | 2001 | 2000 |  | 2019-04-01 | 2958465 |  |  | 001 | 001 |  |  | 2019-07-31 | 06090583 | 2019-07-31 | 06090583 | Silo section | INST
N | VJ-M-S-14 |  | MOTOR FOR RAL OF VJ-M-S-14 | ELE_MOTOR | RSI | ELE | ELE |  | 2010011070 | JSWPL-VJN-RMH-SIL | 2001 | B | 2001 | 2000 |  | 2019-04-01 | 2958465 |  |  | 001 | 001 |  |  | 2019-07-31 | 06090583 | 2019-07-31 | 06090583 | Silo section | INST
N | VJ-M-S-15 |  | MOTOR FOR RAL OF VJ-M-S-15 | ELE_MOTOR | RSI | ELE | ELE |  | 2010011070 | JSWPL-VJN-RMH-SIL | 2001 | B | 2001 | 2000 |  | 2019-04-01 | 2958465 |  |  | 001 | 001 |  |  | 2019-07-31 | 06090583 | 2019-07-31 | 06090583 | Silo section | INST
N | VJ-M-S-16 |  | MOTOR FOR RAL OF VJ-M-S-16 | ELE_MOTOR | RSI | ELE | ELE |  | 2010011070 | JSWPL-VJN-RMH-SIL | 2001 | B | 2001 | 2000 |  | 2019-04-01 | 2958465 |  |  | 001 | 001 |  |  | 2019-07-31 | 06090583 | 2019-07-31 | 06090583 | Silo section | INST
N | VJ-M-S-17 |  | MOTOR FOR RAL OF VJ-M-S-17 | ELE_MOTOR | RSI | ELE | ELE |  | 2010011070 | JSWPL-VJN-RMH-SIL | 2001 | B | 2001 | 2000 |  | 2019-04-01 | 2958465 |  |  | 001 | 001 |  |  | 2019-07-31 | 06090583 | 2019-07-31 | 06090583 | Silo section | INST
N | VJ-M-S-18 |  | MOTOR FOR RAL OF VJ-M-S-18 | ELE_MOTOR | RSI | ELE | ELE |  | 2010011070 | JSWPL-VJN-RMH-SIL | 2001 | B | 2001 | 2000 |  | 2019-04-01 | 2958465 |  |  | 001 | 001 |  |  | 2019-07-31 | 06090583 | 2019-07-31 | 06090583 | Silo section | INST
N | VJ-M-S-19 |  | MOTOR FOR RAL OF VJ-M-S-19 | ELE_MOTOR | RSI | ELE | ELE |  | 2010011070 | JSWPL-VJN-RMH-SIL | 2001 | B | 2001 | 2000 |  | 2019-04-01 | 2958465 |  |  | 001 | 001 |  |  | 2019-07-31 | 06090583 | 2019-07-31 | 06090583 | Silo section | INST
N | VJ-M-S-20 |  | MOTOR FOR RAL OF VJ-M-S-20 | ELE_MOTOR | RSI | ELE | ELE |  | 2010011070 | JSWPL-VJN-RMH-SIL | 2001 | B | 2001 | 2000 |  | 2019-04-01 | 2958465 |  |  | 001 | 001 |  |  | 2019-07-31 | 06090583 | 2019-07-31 | 06090583 | Silo section | INST
N | VJ-M-S-21 |  | MOTOR FOR RAL OF VJ-M-S-21 | ELE_MOTOR | RSI | ELE | ELE |  | 2010011070 | JSWPL-VJN-RMH-SIL | 2001 | B | 2001 | 2000 |  | 2019-04-01 | 2958465 |  |  | 001 | 001 |  |  | 2019-07-31 | 06090583 | 2019-07-31 | 06090583 | Silo section | INST
N | VJ-M-S-22 |  | MOTOR FOR RAL OF VJ-M-S-22 | ELE_MOTOR | RSI | ELE | ELE |  | 2010011070 | JSWPL-VJN-RMH-SIL | 2001 | B | 2001 | 2000 |  | 2019-04-01 | 2958465 |  |  | 001 | 001 |  |  | 2019-07-31 | 06090583 | 2019-07-31 | 06090583 | Silo section | INST
N | VJ-M-SBD01-01 |  | MOTOR FOR VIBRO SMALL BAG DUMP STATION | ELE_MOTOR | RSI | ELE | ELE |  | 2010011070 | JSWPL-VJN-RMH-RMG-BD1 | 2001 | B | 2001 | 2000 |  | 2019-04-01 | 2958465 |  |  | 001 | 001 |  |  | 2019-07-31 | 06090583 | 2019-07-31 | 06090583 | Bag Dumping Station 01 | INST
N | VJ-M-SBD02-01 |  | MOTOR FOR VIBRO SMALL BAG DUMP STATION | ELE_MOTOR | RSI | ELE | ELE |  | 2010011070 | JSWPL-VJN-RMH-RMG-BD2 | 2001 | B | 2001 | 2000 |  | 2019-04-01 | 2958465 |  |  | 001 | 001 |  |  | 2019-07-31 | 06090583 | 2019-07-31 | 06090583 | Bag Dumping Station 02 | INST
N | VJ-M-SBD03-01 |  | MOTOR FOR VIBRO SMALL BAG DUMP STATION | ELE_MOTOR | RSI | ELE | ELE |  | 2010011070 | JSWPL-VJN-RMH-RMG-BD3 | 2001 | B | 2001 | 2000 |  | 2019-04-01 | 2958465 |  |  | 001 | 001 |  |  | 2019-07-31 | 06090583 | 2019-07-31 | 06090583 | Bag Dumping Station 03 | INST
N | VJ-M-SBD04-01 |  | MOTOR FOR VIBRO SMALL BAG DUMP STATION | ELE_MOTOR | RSI | ELE | ELE |  | 2010011070 | JSWPL-VJN-RMH-RMG-BSM | 2001 | B | 2001 | 2000 |  | 2019-04-01 | 2958465 |  |  | 001 | 001 |  |  | 2019-07-31 | 06090583 | 2019-07-31 | 06090583 | Bag Slitting Machine | INST
N | VJ-M-SDB-01 |  | MOTOR FOR RAL FOR DAYBIN 01 | ELE_MOTOR | RSI | ELE | ELE |  | 2010011070 | JSWPL-VJN-RMH-RMG-ATX | 2001 | B | 2001 | 2000 |  | 2019-04-01 | 2958465 |  |  | 001 | 001 |  |  | 2019-07-31 | 06090583 | 2019-07-31 | 06090583 | Atex System & Medium component handling | INST
N | VJ-M-SDB-02 |  | MOTOR FOR RAL FOR DAYBIN 02 | ELE_MOTOR | RSI | ELE | ELE |  | 2010011070 | JSWPL-VJN-RMH-RMG-ATX | 2001 | B | 2001 | 2000 |  | 2019-04-01 | 2958465 |  |  | 001 | 001 |  |  | 2019-07-31 | 06090583 | 2019-07-31 | 06090583 | Atex System & Medium component handling | INST
N | VJ-M-SDB-03 |  | MOTOR FOR RAL FOR DAYBIN 03 | ELE_MOTOR | RSI | ELE | ELE |  | 2010011070 | JSWPL-VJN-RMH-RMG-ATX | 2001 | B | 2001 | 2000 |  | 2019-04-01 | 2958465 |  |  | 001 | 001 |  |  | 2019-07-31 | 06090583 | 2019-07-31 | 06090583 | Atex System & Medium component handling | INST
N | VJ-M-SDB-04 |  | MOTOR FOR RAL FOR DAYBIN 04 | ELE_MOTOR | RSI | ELE | ELE |  | 2010011070 | JSWPL-VJN-RMH-RMG-ATX | 2001 | B | 2001 | 2000 |  | 2019-04-01 | 2958465 |  |  | 001 | 001 |  |  | 2019-07-31 | 06090583 | 2019-07-31 | 06090583 | Atex System & Medium component handling | INST
N | VJ-M-T-116 |  | MOTOR FOR AGITATOR FOR ST116 | ELE_MOTOR | TFM | ELE | ELE |  | 2010011070 | JSWPL-VJN-RMH-TNK | 2001 | B | 2001 | 2000 |  | 2019-04-01 | 2958465 |  |  | 001 | 001 |  |  | 2019-07-31 | 06090583 | 2019-07-31 | 06090583 | Tank Farm | INST
N | VJ-M-T-117A |  | MOTOR FOR AGITATOR FOR ST117A | ELE_MOTOR | TFM | ELE | ELE |  | 2010011070 | JSWPL-VJN-RMH-TNK | 2001 | B | 2001 | 2000 |  | 2019-04-01 | 2958465 |  |  | 001 | 001 |  |  | 2019-07-31 | 06090583 | 2019-07-31 | 06090583 | Tank Farm | INST
N | VJ-M-T-118A |  | MOTOR FOR AGITATOR FOR ST118A | ELE_MOTOR | TFM | ELE | ELE |  | 2010011070 | JSWPL-VJN-RMH-TNK | 2001 | B | 2001 | 2000 |  | 2019-04-01 | 2958465 |  |  | 001 | 001 |  |  | 2019-07-31 | 06090583 | 2019-07-31 | 06090583 | Tank Farm | INST
N | VJ-M-T-118B |  | MOTOR FOR AGITATOR FOR ST118B | ELE_MOTOR | TFM | ELE | ELE |  | 2010011070 | JSWPL-VJN-RMH-TNK | 2001 | B | 2001 | 2000 |  | 2019-04-01 | 2958465 |  |  | 001 | 001 |  |  | 2019-07-31 | 06090583 | 2019-07-31 | 06090583 | Tank Farm | INST
N | VJ-M-T-120A |  | MOTOR FOR AGITATOR FOR ST120A | ELE_MOTOR | TFM | ELE | ELE |  | 2010011070 | JSWPL-VJN-RMH-TNK | 2001 | B | 2001 | 2000 |  | 2019-04-01 | 2958465 |  |  | 001 | 001 |  |  | 2019-07-31 | 06090583 | 2019-07-31 | 06090583 | Tank Farm | INST
N | VJ-M-T-120B |  | MOTOR FOR AGITATOR FOR ST120B | ELE_MOTOR | TFM | ELE | ELE |  | 2010011070 | JSWPL-VJN-RMH-TNK | 2001 | B | 2001 | 2000 |  | 2019-04-01 | 2958465 |  |  | 001 | 001 |  |  | 2019-07-31 | 06090583 | 2019-07-31 | 06090583 | Tank Farm | INST
N | VJ-M-T-134 |  | MOTOR FOR AGITATOR FOR VJ-M-T-134 | ELE_MOTOR | PRP | ELE | ELE |  | 2010011070 | JSWPL-VJN-RMH-DYT | 2001 | B | 2001 | 2000 |  | 2019-04-01 | 2958465 |  |  | 001 | 001 |  |  | 2019-07-31 | 06090583 | 2019-07-31 | 06090583 | Day Tank | INST
N | VJ-M-T-139 |  | MOTOR FOR AGITATOR FOR VJ-M-T-139 | ELE_MOTOR | PRP | ELE | ELE |  | 2010011070 | JSWPL-VJN-RMH-DYT | 2001 | B | 2001 | 2000 |  | 2019-04-01 | 2958465 |  |  | 001 | 001 |  |  | 2019-07-31 | 06090583 | 2019-07-31 | 06090583 | Day Tank | INST
N | VJ-M-T-140 |  | MOTOR FOR AGITATOR FOR VJ-M-T-140 | ELE_MOTOR | PRP | ELE | ELE |  | 2010011070 | JSWPL-VJN-RMH-DYT | 2001 | B | 2001 | 2000 |  | 2019-04-01 | 2958465 |  |  | 001 | 001 |  |  | 2019-07-31 | 06090583 | 2019-07-31 | 06090583 | Day Tank | INST
N | VJ-M-T-142A |  | MOTOR FOR AGITATOR FOR VJ-M-T-142 A | ELE_MOTOR | PRP | ELE | ELE |  | 2010011070 | JSWPL-VJN-RMH-DYT | 2001 | B | 2001 | 2000 |  | 2019-04-01 | 2958465 |  |  | 001 | 001 |  |  | 2019-07-31 | 06090583 | 2019-07-31 | 06090583 | Day Tank | INST
N | VJ-M-T-142B |  | MOTOR FOR AGITATOR FOR VJ-M-T-142 B | ELE_MOTOR | PRP | ELE | ELE |  | 2010011070 | JSWPL-VJN-RMH-DYT | 2001 | B | 2001 | 2000 |  | 2019-04-01 | 2958465 |  |  | 001 | 001 |  |  | 2019-07-31 | 06090583 | 2019-07-31 | 06090583 | Day Tank | INST
N | VJ-M-T-143A |  | MOTOR FOR AGITATOR FOR VJ-M-T-143 A | ELE_MOTOR | PRP | ELE | ELE |  | 2010011070 | JSWPL-VJN-RMH-DYT | 2001 | B | 2001 | 2000 |  | 2019-04-01 | 2958465 |  |  | 001 | 001 |  |  | 2019-07-31 | 06090583 | 2019-07-31 | 06090583 | Day Tank | INST
N | VJ-M-T-143B |  | MOTOR FOR AGITATOR FOR VJ-M-T-143 B | ELE_MOTOR | PRP | ELE | ELE |  | 2010011070 | JSWPL-VJN-RMH-DYT | 2001 | B | 2001 | 2000 |  | 2019-04-01 | 2958465 |  |  | 001 | 001 |  |  | 2019-07-31 | 06090583 | 2019-07-31 | 06090583 | Day Tank | INST
N | VJ-M-T-144A |  | MOTOR FOR AGITATOR FOR VJ-M-T-144 A | ELE_MOTOR | PRP | ELE | ELE |  | 2010011070 | JSWPL-VJN-RMH-DYT | 2001 | B | 2001 | 2000 |  | 2019-04-01 | 2958465 |  |  | 001 | 001 |  |  | 2019-07-31 | 06090583 | 2019-07-31 | 06090583 | Day Tank | INST
N | VJ-M-T-144B |  | MOTOR FOR AGITATOR FOR VJ-M-T-144 B | ELE_MOTOR | PRP | ELE | ELE |  | 2010011070 | JSWPL-VJN-RMH-DYT | 2001 | B | 2001 | 2000 |  | 2019-04-01 | 2958465 |  |  | 001 | 001 |  |  | 2019-07-31 | 06090583 | 2019-07-31 | 06090583 | Day Tank | INST
N | VJ-M-T-145A |  | MOTOR FOR AGITATOR FOR VJ-M-T-145 A | ELE_MOTOR | PRP | ELE | ELE |  | 2010011070 | JSWPL-VJN-RMH-DYT | 2001 | B | 2001 | 2000 |  | 2019-04-01 | 2958465 |  |  | 001 | 001 |  |  | 2019-07-31 | 06090583 | 2019-07-31 | 06090583 | Day Tank | INST
N | VJ-M-T-145B |  | MOTOR FOR AGITATOR FOR VJ-M-T-145 B | ELE_MOTOR | PRP | ELE | ELE |  | 2010011070 | JSWPL-VJN-RMH-DYT | 2001 | B | 2001 | 2000 |  | 2019-04-01 | 2958465 |  |  | 001 | 001 |  |  | 2019-07-31 | 06090583 | 2019-07-31 | 06090583 | Day Tank | INST
N | VJ-M-T-146A |  | MOTOR FOR AGITATOR FOR VJ-M-T-146 A | ELE_MOTOR | PRP | ELE | ELE |  | 2010011070 | JSWPL-VJN-RMH-DYT | 2001 | B | 2001 | 2000 |  | 2019-04-01 | 2958465 |  |  | 001 | 001 |  |  | 2019-07-31 | 06090583 | 2019-07-31 | 06090583 | Day Tank | INST
N | VJ-M-T-146B |  | MOTOR FOR AGITATOR FOR VJ-M-T-146 B | ELE_MOTOR | PRP | ELE | ELE |  | 2010011070 | JSWPL-VJN-RMH-DYT | 2001 | B | 2001 | 2000 |  | 2019-04-01 | 2958465 |  |  | 001 | 001 |  |  | 2019-07-31 | 06090583 | 2019-07-31 | 06090583 | Day Tank | INST
N | VJ-M-T-146C |  | MOTOR FOR AGITATOR FOR VJ-M-T-146 C | ELE_MOTOR | PRP | ELE | ELE |  | 2010011070 | JSWPL-VJN-RMH-DYT | 2001 | B | 2001 | 2000 |  | 2019-04-01 | 2958465 |  |  | 001 | 001 |  |  | 2019-07-31 | 06090583 | 2019-07-31 | 06090583 | Day Tank | INST
N | VJ-M-T-146D |  | MOTOR FOR AGITATOR FOR VJ-M-T-146 D | ELE_MOTOR | PRP | ELE | ELE |  | 2010011070 | JSWPL-VJN-RMH-DYT | 2001 | B | 2001 | 2000 |  | 2019-04-01 | 2958465 |  |  | 001 | 001 |  |  | 2019-07-31 | 06090583 | 2019-07-31 | 06090583 | Day Tank | INST
N | VJ-M-T-146E |  | MOTOR FOR AGITATOR FOR VJ-M-T-146 E | ELE_MOTOR | PRP | ELE | ELE |  | 2010011070 | JSWPL-VJN-RMH-DYT | 2001 | B | 2001 | 2000 |  | 2019-04-01 | 2958465 |  |  | 001 | 001 |  |  | 2019-07-31 | 06090583 | 2019-07-31 | 06090583 | Day Tank | INST
N | VJ-M-T-146F |  | MOTOR FOR AGITATOR FOR VJ-M-T-146 F | ELE_MOTOR | PRP | ELE | ELE |  | 2010011070 | JSWPL-VJN-RMH-DYT | 2001 | B | 2001 | 2000 |  | 2019-04-01 | 2958465 |  |  | 001 | 001 |  |  | 2019-07-31 | 06090583 | 2019-07-31 | 06090583 | Day Tank | INST
N | VJ-M-T-147 |  | MOTOR FOR AGITATOR FOR VJ-M-T-147 | ELE_MOTOR | PRP | ELE | ELE |  | 2010011070 | JSWPL-VJN-RMH-DYT | 2001 | B | 2001 | 2000 |  | 2019-04-01 | 2958465 |  |  | 001 | 001 |  |  | 2019-07-31 | 06090583 | 2019-07-31 | 06090583 | Day Tank | INST
N | VJ-M-T-148 |  | MOTOR FOR AGITATOR FOR VJ-M-T-148 | ELE_MOTOR | PRP | ELE | ELE |  | 2010011070 | JSWPL-VJN-RMH-DYT | 2001 | B | 2001 | 2000 |  | 2019-04-01 | 2958465 |  |  | 001 | 001 |  |  | 2019-07-31 | 06090583 | 2019-07-31 | 06090583 | Day Tank | INST
N | VJ-M-T-150 |  | MOTOR FOR AGITATOR FOR VJ-M-T-150 | ELE_MOTOR | PRP | ELE | ELE |  | 2010011070 | JSWPL-VJN-RMH-DYT | 2001 | B | 2001 | 2000 |  | 2019-04-01 | 2958465 |  |  | 001 | 001 |  |  | 2019-07-31 | 06090583 | 2019-07-31 | 06090583 | Day Tank | INST
N | VJ-M-T-151 |  | MOTOR FOR AGITATOR FOR VJ-M-T-151 | ELE_MOTOR | PRP | ELE | ELE |  | 2010011070 | JSWPL-VJN-RMH-DYT | 2001 | B | 2001 | 2000 |  | 2019-04-01 | 2958465 |  |  | 001 | 001 |  |  | 2019-07-31 | 06090583 | 2019-07-31 | 06090583 | Day Tank | INST
N | VJ-M-T-153 |  | MOTOR FOR AGITATOR FOR VJ-M-T-153 | ELE_MOTOR | PRP | ELE | ELE |  | 2010011240 | JSWPL-VJN-PRC-DIS | 2001 | B | 2001 | 2000 |  | 2019-04-01 | 2958465 |  |  | 001 | 001 |  |  | 2019-07-31 | 06090583 | 2019-07-31 | 06090583 | Dispersion section | INST
N | VJ-M-T-154 |  | MOTOR FOR AGITATOR FOR VJ-M-T-154 | ELE_MOTOR | PRP | ELE | ELE |  | 2010011240 | JSWPL-VJN-PRC-DIS | 2001 | B | 2001 | 2000 |  | 2019-04-01 | 2958465 |  |  | 001 | 001 |  |  | 2019-07-31 | 06090583 | 2019-07-31 | 06090583 | Dispersion section | INST
N | VJ-M-T-155 |  | MOTOR FOR AGITATOR FOR VJ-M-T-155 | ELE_MOTOR | PRP | ELE | ELE |  | 2010011240 | JSWPL-VJN-PRC-DIS | 2001 | B | 2001 | 2000 |  | 2019-04-01 | 2958465 |  |  | 001 | 001 |  |  | 2019-07-31 | 06090583 | 2019-07-31 | 06090583 | Dispersion section | INST
N | VJ-M-T-156 |  | MOTOR FOR AGITATOR FOR VJ-M-T-156 | ELE_MOTOR | PRP | ELE | ELE |  | 2010011240 | JSWPL-VJN-PRC-DIS | 2001 | B | 2001 | 2000 |  | 2019-04-01 | 2958465 |  |  | 001 | 001 |  |  | 2019-07-31 | 06090583 | 2019-07-31 | 06090583 | Dispersion section | INST
N | VJ-M-T-160 |  | MOTOR FOR AGITATOR FOR VJ-M-T-160 | ELE_MOTOR | PRP | ELE | ELE |  | 2010011070 | JSWPL-VJN-RMH-DYT | 2001 | B | 2001 | 2000 |  | 2019-04-01 | 2958465 |  |  | 001 | 001 |  |  | 2019-07-31 | 06090583 | 2019-07-31 | 06090583 | Day Tank | INST
N | VJ-M-T-161 |  | MOTOR FOR AGITATOR FOR VJ-M-T-161 | ELE_MOTOR | PRP | ELE | ELE |  | 2010011070 | JSWPL-VJN-RMH-DYT | 2001 | B | 2001 | 2000 |  | 2019-04-01 | 2958465 |  |  | 001 | 001 |  |  | 2019-07-31 | 06090583 | 2019-07-31 | 06090583 | Day Tank | INST
N | VJ-M-T-164 |  | MOTOR FOR AGITATOR FOR VJ-M-T-164 | ELE_MOTOR | PRP | ELE | ELE |  | 2010011070 | JSWPL-VJN-RMH-DYT | 2001 | B | 2001 | 2000 |  | 2019-04-01 | 2958465 |  |  | 001 | 001 |  |  | 2019-07-31 | 06090583 | 2019-07-31 | 06090583 | Day Tank | INST
N | VJ-M-T-171 |  | MOTOR FOR AGITATOR FOR VJ-M-T-171 | ELE_MOTOR | PRP | ELE | ELE |  | 2010011280 | JSWPL-VJN-PRC-WWS | 2001 | B | 2001 | 2000 |  | 2019-04-01 | 2958465 |  |  | 001 | 001 |  |  | 2019-07-31 | 06090583 | 2019-07-31 | 06090583 | Wash Water System | INST
N | VJ-M-T-172 |  | MOTOR FOR AGITATOR FOR VJ-M-T-172 | ELE_MOTOR | PRP | ELE | ELE |  | 2010011280 | JSWPL-VJN-PRC-WWS | 2001 | B | 2001 | 2000 |  | 2019-04-01 | 2958465 |  |  | 001 | 001 |  |  | 2019-07-31 | 06090583 | 2019-07-31 | 06090583 | Wash Water System | INST
N | VJ-M-T-173A |  | MOTOR FOR AGITATOR FOR VJ-M-T-173A | ELE_MOTOR | PRP | ELE | ELE |  | 2010011280 | JSWPL-VJN-PRC-WWS | 2001 | B | 2001 | 2000 |  | 2019-04-01 | 2958465 |  |  | 001 | 001 |  |  | 2019-07-31 | 06090583 | 2019-07-31 | 06090583 | Wash Water System | INST
N | VJ-M-T-173B |  | MOTOR FOR AGITATOR FOR VJ-M-T-173B | ELE_MOTOR | PRP | ELE | ELE |  | 2010011280 | JSWPL-VJN-PRC-WWS | 2001 | B | 2001 | 2000 |  | 2019-04-01 | 2958465 |  |  | 001 | 001 |  |  | 2019-07-31 | 06090583 | 2019-07-31 | 06090583 | Wash Water System | INST
N | VJ-M-T-174 |  | MOTOR FOR AGITATOR FOR VJ-M-T-174 | ELE_MOTOR | PRP | ELE | ELE |  | 2010011280 | JSWPL-VJN-PRC-WWS | 2001 | B | 2001 | 2000 |  | 2019-04-01 | 2958465 |  |  | 001 | 001 |  |  | 2019-07-31 | 06090583 | 2019-07-31 | 06090583 | Wash Water System | INST
N | VJ-M-T-175 |  | MOTOR FOR AGITATOR FOR VJ-M-T-175 | ELE_MOTOR | PRP | ELE | ELE |  | 2010011280 | JSWPL-VJN-PRC-WWS | 2001 | B | 2001 | 2000 |  | 2019-04-01 | 2958465 |  |  | 001 | 001 |  |  | 2019-07-31 | 06090583 | 2019-07-31 | 06090583 | Wash Water System | INST
N | VJ-M-T-176 |  | MOTOR FOR AGITATOR FOR VJ-M-T-176 | ELE_MOTOR | PRP | ELE | ELE |  | 2010011280 | JSWPL-VJN-PRC-WWS | 2001 | B | 2001 | 2000 |  | 2019-04-01 | 2958465 |  |  | 001 | 001 |  |  | 2019-07-31 | 06090583 | 2019-07-31 | 06090583 | Wash Water System | INST
N | VJ-M-T-177 |  | MOTOR FOR AGITATOR FOR VJ-M-T-177 | ELE_MOTOR | PRP | ELE | ELE |  | 2010011280 | JSWPL-VJN-PRC-WWS | 2001 | B | 2001 | 2000 |  | 2019-04-01 | 2958465 |  |  | 001 | 001 |  |  | 2019-07-31 | 06090583 | 2019-07-31 | 06090583 | Wash Water System | INST
N | VJ-M-T-178 |  | MOTOR FOR AGITATOR FOR VJ-M-T-178 | ELE_MOTOR | PRP | ELE | ELE |  | 2010011280 | JSWPL-VJN-PRC-WWS | 2001 | B | 2001 | 2000 |  | 2019-04-01 | 2958465 |  |  | 001 | 001 |  |  | 2019-07-31 | 06090583 | 2019-07-31 | 06090583 | Wash Water System | INST
N | VJ-M-T-179 |  | MOTOR FOR AGITATOR FOR VJ-M-T-179 | ELE_MOTOR | PRP | ELE | ELE |  | 2010011280 | JSWPL-VJN-PRC-WWS | 2001 | B | 2001 | 2000 |  | 2019-04-01 | 2958465 |  |  | 001 | 001 |  |  | 2019-07-31 | 06090583 | 2019-07-31 | 06090583 | Wash Water System | INST
N | VJ-M-T-180 |  | MOTOR FOR AGITATOR FOR VJ-M-T-180 | ELE_MOTOR | PRP | ELE | ELE |  | 2010011280 | JSWPL-VJN-PRC-WWS | 2001 | B | 2001 | 2000 |  | 2019-04-01 | 2958465 |  |  | 001 | 001 |  |  | 2019-07-31 | 06090583 | 2019-07-31 | 06090583 | Wash Water System | INST
N | VJ-M-T-181 |  | MOTOR FOR AGITATOR FOR VJ-M-T-181 | ELE_MOTOR | PRP | ELE | ELE |  | 2010011280 | JSWPL-VJN-PRC-WWS | 2001 | B | 2001 | 2000 |  | 2019-04-01 | 2958465 |  |  | 001 | 001 |  |  | 2019-07-31 | 06090583 | 2019-07-31 | 06090583 | Wash Water System | INST
N | VJ-M-T-182 |  | MOTOR FOR AGITATOR FOR VJ-M-T-182 | ELE_MOTOR | PRP | ELE | ELE |  | 2010011280 | JSWPL-VJN-PRC-WWS | 2001 | B | 2001 | 2000 |  | 2019-04-01 | 2958465 |  |  | 001 | 001 |  |  | 2019-07-31 | 06090583 | 2019-07-31 | 06090583 | Wash Water System | INST
N | VJ-M-T-183 |  | MOTOR FOR AGITATOR FOR VJ-M-T-183 | ELE_MOTOR | PRP | ELE | ELE |  | 2010011280 | JSWPL-VJN-PRC-WWS | 2001 | B | 2001 | 2000 |  | 2019-04-01 | 2958465 |  |  | 001 | 001 |  |  | 2019-07-31 | 06090583 | 2019-07-31 | 06090583 | Wash Water System | INST
N | VJ-M-T-184 |  | MOTOR FOR AGITATOR FOR VJ-M-T-184 | ELE_MOTOR | PRP | ELE | ELE |  | 2010011280 | JSWPL-VJN-PRC-WWS | 2001 | B | 2001 | 2000 |  | 2019-04-01 | 2958465 |  |  | 001 | 001 |  |  | 2019-07-31 | 06090583 | 2019-07-31 | 06090583 | Wash Water System | INST
N | VJ-M-T-185 |  | MOTOR FOR AGITATOR FOR VJ-M-T-185 | ELE_MOTOR | PRP | ELE | ELE |  | 2010011280 | JSWPL-VJN-PRC-WWS | 2001 | B | 2001 | 2000 |  | 2019-04-01 | 2958465 |  |  | 001 | 001 |  |  | 2019-07-31 | 06090583 | 2019-07-31 | 06090583 | Wash Water System | INST
N | VJ-M-T-186 |  | MOTOR FOR AGITATOR FOR VJ-M-T-186 | ELE_MOTOR | PRP | ELE | ELE |  | 2010011280 | JSWPL-VJN-PRC-WWS | 2001 | B | 2001 | 2000 |  | 2019-04-01 | 2958465 |  |  | 001 | 001 |  |  | 2019-07-31 | 06090583 | 2019-07-31 | 06090583 | Wash Water System | INST
N | VJ-M-T-187 |  | MOTOR FOR AGITATOR FOR VJ-M-T-187 | ELE_MOTOR | PRP | ELE | ELE |  | 2010011280 | JSWPL-VJN-PRC-WWS | 2001 | B | 2001 | 2000 |  | 2019-04-01 | 2958465 |  |  | 001 | 001 |  |  | 2019-07-31 | 06090583 | 2019-07-31 | 06090583 | Wash Water System | INST
N | VJ-M-T-188 |  | MOTOR FOR AGITATOR FOR VJ-M-T-188 | ELE_MOTOR | PRP | ELE | ELE |  | 2010011280 | JSWPL-VJN-PRC-WWS | 2001 | B | 2001 | 2000 |  | 2019-04-01 | 2958465 |  |  | 001 | 001 |  |  | 2019-07-31 | 06090583 | 2019-07-31 | 06090583 | Wash Water System | INST
N | VJ-M-T-189 |  | MOTOR FOR AGITATOR FOR VJ-M-T-189 | ELE_MOTOR | PRP | ELE | ELE |  | 2010011280 | JSWPL-VJN-PRC-WWS | 2001 | B | 2001 | 2000 |  | 2019-04-01 | 2958465 |  |  | 001 | 001 |  |  | 2019-07-31 | 06090583 | 2019-07-31 | 06090583 | Wash Water System | INST
N | VJ-M-T-190 |  | MOTOR FOR AGITATOR FOR VJ-M-T-190 | ELE_MOTOR | PRP | ELE | ELE |  | 2010011280 | JSWPL-VJN-PRC-WWS | 2001 | B | 2001 | 2000 |  | 2019-04-01 | 2958465 |  |  | 001 | 001 |  |  | 2019-07-31 | 06090583 | 2019-07-31 | 06090583 | Wash Water System | INST
N | VJ-M-T-191 |  | MOTOR FOR AGITATOR FOR VJ-M-T-191 | ELE_MOTOR | PRP | ELE | ELE |  | 2010011280 | JSWPL-VJN-PRC-WWS | 2001 | B | 2001 | 2000 |  | 2019-04-01 | 2958465 |  |  | 001 | 001 |  |  | 2019-07-31 | 06090583 | 2019-07-31 | 06090583 | Wash Water System | INST
N | VJ-M-T-192 |  | MOTOR FOR AGITATOR FOR VJ-M-T-192 | ELE_MOTOR | PRP | ELE | ELE |  | 2010011280 | JSWPL-VJN-PRC-WWS | 2001 | B | 2001 | 2000 |  | 2019-04-01 | 2958465 |  |  | 001 | 001 |  |  | 2019-07-31 | 06090583 | 2019-07-31 | 06090583 | Wash Water System | INST
N | VJ-M-T-193 |  | MOTOR FOR AGITATOR FOR VJ-M-T-193 | ELE_MOTOR | PRP | ELE | ELE |  | 2010011280 | JSWPL-VJN-PRC-WWS | 2001 | B | 2001 | 2000 |  | 2019-04-01 | 2958465 |  |  | 001 | 001 |  |  | 2019-07-31 | 06090583 | 2019-07-31 | 06090583 | Wash Water System | INST
N | VJ-M-T-194 |  | MOTOR FOR AGITATOR FOR VJ-M-T-194 | ELE_MOTOR | PRP | ELE | ELE |  | 2010011280 | JSWPL-VJN-PRC-WWS | 2001 | B | 2001 | 2000 |  | 2019-04-01 | 2958465 |  |  | 001 | 001 |  |  | 2019-07-31 | 06090583 | 2019-07-31 | 06090583 | Wash Water System | INST
N | VJ-M-T-195 |  | MOTOR FOR AGITATOR FOR VJ-M-T-195 | ELE_MOTOR | PRP | ELE | ELE |  | 2010011280 | JSWPL-VJN-PRC-WWS | 2001 | B | 2001 | 2000 |  | 2019-04-01 | 2958465 |  |  | 001 | 001 |  |  | 2019-07-31 | 06090583 | 2019-07-31 | 06090583 | Wash Water System | INST
N | VJ-M-T-196 |  | MOTOR FOR AGITATOR FOR VJ-M-T-196 | ELE_MOTOR | PRP | ELE | ELE |  | 2010011280 | JSWPL-VJN-PRC-WWS | 2001 | B | 2001 | 2000 |  | 2019-04-01 | 2958465 |  |  | 001 | 001 |  |  | 2019-07-31 | 06090583 | 2019-07-31 | 06090583 | Wash Water System | INST
N | VJ-M-T-197 |  | MOTOR FOR AGITATOR FOR VJ-M-T-197 | ELE_MOTOR | PRP | ELE | ELE |  | 2010011280 | JSWPL-VJN-PRC-WWS | 2001 | B | 2001 | 2000 |  | 2019-04-01 | 2958465 |  |  | 001 | 001 |  |  | 2019-07-31 | 06090583 | 2019-07-31 | 06090583 | Wash Water System | INST
N | VJ-M-T-207 |  | MOTOR FOR AGITATOR FOR VJ-M-T-207 | ELE_MOTOR | PRP | ELE | ELE |  | 2010011070 | JSWPL-VJN-RMH-DYT | 2001 | B | 2001 | 2000 |  | 2019-04-01 | 2958465 |  |  | 001 | 001 |  |  | 2019-07-31 | 06090583 | 2019-07-31 | 06090583 | Day Tank | INST
N | VJ-M-T-3140 |  | MOTOR FOR AGITATOR OF T-3140 | ELE_MOTOR | PRP | ELE | ELE |  | 2010011070 | JSWPL-VJN-RMH-DYT | 2001 | B | 2001 | 2000 |  | 2019-04-01 | 2958465 |  |  | 001 | 001 |  |  | 2019-07-31 | 06090583 | 2019-07-31 | 06090583 | Day Tank | INST
N | VJ-M-T-3150 |  | MOTOR FOR AGITATOR OF T-3150 | ELE_MOTOR | PRP | ELE | ELE |  | 2010011070 | JSWPL-VJN-RMH-DYT | 2001 | B | 2001 | 2000 |  | 2019-04-01 | 2958465 |  |  | 001 | 001 |  |  | 2019-07-31 | 06090583 | 2019-07-31 | 06090583 | Day Tank | INST
N | VJ-M-TSD-101 |  | MOTOR FOR DISPERSER | ELE_MOTOR | PRP | ELE | ELE |  | 2010011240 | JSWPL-VJN-PRC-DIS | 2001 | B | 2001 | 2000 |  | 2019-04-01 | 2958465 |  |  | 001 | 001 |  |  | 2019-07-31 | 06090583 | 2019-07-31 | 06090583 | Dispersion section | INST
N | VJ-M-TSD-102 |  | MOTOR FOR DISPERSER | ELE_MOTOR | PRP | ELE | ELE |  | 2010011240 | JSWPL-VJN-PRC-DIS | 2001 | B | 2001 | 2000 |  | 2019-04-01 | 2958465 |  |  | 001 | 001 |  |  | 2019-07-31 | 06090583 | 2019-07-31 | 06090583 | Dispersion section | INST
N | VJ-M-TSD-103 |  | MOTOR FOR DISPERSER | ELE_MOTOR | PRP | ELE | ELE |  | 2010011240 | JSWPL-VJN-PRC-DIS | 2001 | B | 2001 | 2000 |  | 2019-04-01 | 2958465 |  |  | 001 | 001 |  |  | 2019-07-31 | 06090583 | 2019-07-31 | 06090583 | Dispersion section | INST
N | VJ-M-TSD-104 |  | MOTOR FOR DISPERSER | ELE_MOTOR | PRP | ELE | ELE |  | 2010011240 | JSWPL-VJN-PRC-DIS | 2001 | B | 2001 | 2000 |  | 2019-04-01 | 2958465 |  |  | 001 | 001 |  |  | 2019-07-31 | 06090583 | 2019-07-31 | 06090583 | Dispersion section | INST
N | VJ-M-TSD-105 |  | MOTOR FOR DISPERSER | ELE_MOTOR | PRP | ELE | ELE |  | 2010011240 | JSWPL-VJN-PRC-DIS | 2001 | B | 2001 | 2000 |  | 2019-04-01 | 2958465 |  |  | 001 | 001 |  |  | 2019-07-31 | 06090583 | 2019-07-31 | 06090583 | Dispersion section | INST
N | VJ-M-WH-01 |  | MOTOR FOR RAL FOR WEIGH HOPPER | ELE_MOTOR | PRP | ELE | ELE |  | 2010011070 | JSWPL-VJN-RMH-SIL | 2001 | B | 2001 | 2000 |  | 2019-04-01 | 2958465 |  |  | 001 | 001 |  |  | 2019-07-31 | 06090583 | 2019-07-31 | 06090583 | Silo section | INST
N | VJ-M-WH-02 |  | MOTOR FOR RAL FOR WEIGH HOPPER | ELE_MOTOR | RSI | ELE | ELE |  | 2010011070 | JSWPL-VJN-RMH-SIL | 2001 | B | 2001 | 2000 |  | 2019-04-01 | 2958465 |  |  | 001 | 001 |  |  | 2019-07-31 | 06090583 | 2019-07-31 | 06090583 | Silo section | INST
N | VJ-M-WH-03 |  | MOTOR FOR RAL FOR WEIGH HOPPER | ELE_MOTOR | RSI | ELE | ELE |  | 2010011070 | JSWPL-VJN-RMH-SIL | 2001 | B | 2001 | 2000 |  | 2019-04-01 | 2958465 |  |  | 001 | 001 |  |  | 2019-07-31 | 06090583 | 2019-07-31 | 06090583 | Silo section | INST
N | VJ-M-WH-04 |  | MOTOR FOR RAL FOR WEIGH HOPPER | ELE_MOTOR | RSI | ELE | ELE |  | 2010011070 | JSWPL-VJN-RMH-SIL | 2001 | B | 2001 | 2000 |  | 2019-04-01 | 2958465 |  |  | 001 | 001 |  |  | 2019-07-31 | 06090583 | 2019-07-31 | 06090583 | Silo section | INST
N | VJ-M-WH-05 |  | MOTOR FOR RAL FOR WEIGH HOPPER FOR ATEX | ELE_MOTOR | RSI | ELE | ELE |  | 2010011070 | JSWPL-VJN-RMH-RMG-ATX | 2001 | C | 2001 | 2000 |  | 2019-04-01 | 2958465 |  |  | 001 | 001 |  |  | 2019-07-31 | 06090583 | 2019-07-31 | 06090583 | Atex System & Medium component handling | INST
N | VJ-M-WH-06 |  | MOTOR FOR RAL FOR WEIGH HOPPER FOR ATEX | ELE_MOTOR | RSI | ELE | ELE |  | 2010011070 | JSWPL-VJN-RMH-RMG-ATX | 2001 | C | 2001 | 2000 |  | 2019-04-01 | 2958465 |  |  | 001 | 001 |  |  | 2019-07-31 | 06090583 | 2019-07-31 | 06090583 | Atex System & Medium component handling | INST
N | VJ-M-WH-07 |  | MOTOR FOR RAL FOR WH FOR MEDIUM HOPPER | ELE_MOTOR | PRP | ELE | ELE |  | 2010011070 | JSWPL-VJN-RMH-RMG-ATX | 2001 | B | 2001 | 2000 |  | 2019-04-01 | 2958465 |  |  | 001 | 001 |  |  | 2019-07-31 | 06090583 | 2019-07-31 | 06090583 | Atex System & Medium component handling | INST
N | VJ-M-WH-08 |  | MOTOR FOR RAL FOR WH FOR MEDIUM HOPPER | ELE_MOTOR | PRP | ELE | ELE |  | 2010011070 | JSWPL-VJN-RMH-RMG-ATX | 2001 | B | 2001 | 2000 |  | 2019-04-01 | 2958465 |  |  | 001 | 001 |  |  | 2019-07-31 | 06090583 | 2019-07-31 | 06090583 | Atex System & Medium component handling | INST
N | VJ-M-WTP-101A |  | MOTOR FOR WATER FILTERATION UNIT | ELE_MOTOR | UTY | ELE | ELE |  | 2010011290 | JSWPL-VJN-RMH-PWT | 2001 | B | 2001 | 2000 |  | 2019-04-01 | 2958465 |  |  | 001 | 001 |  |  | 2019-07-31 | 06090583 | 2019-07-31 | 06090583 | Process Water | INST
N | VJ-M-Y-101A |  | YSTRAL - A | ELE_MOTOR | PRP | ELE | ELE |  | 2010011240 | JSWPL-VJN-PRC-DIS | 2001 | B | 2001 | 2000 |  | 2019-04-01 | 2958465 |  |  | 001 | 001 |  |  | 2019-07-31 | 06090583 | 2019-07-31 | 06090583 | Dispersion section | INST
N | VJ-M-Y-101B |  | MOTOR FOR YSTRAL - B | ELE_MOTOR | PRP | ELE | ELE |  | 2010011240 | JSWPL-VJN-PRC-DIS | 2001 | B | 2001 | 2000 |  | 2019-04-01 | 2958465 |  |  | 001 | 001 |  |  | 2019-07-31 | 06090583 | 2019-07-31 | 06090583 | Dispersion section | INST
N | VJ-M-Z-101A |  | MOTOR FOR PACKING MATERIAL -Z-CONVEYOR | ELE_MOTOR | PRP | ELE | ELE |  | 2010011070 | JSWPL-VJN-PMH | 2001 | C | 2001 | 2000 |  | 2019-04-01 | 2958465 |  |  | 001 | 001 |  |  | 2019-07-31 | 06090583 | 2019-07-31 | 06090583 | Packing Material Handling | INST
N | VJ-M-Z-102A |  | MOTOR FOR PACKING MATERIAL -Z-CONVEYOR | ELE_MOTOR | PRP | ELE | ELE |  | 2010011070 | JSWPL-VJN-PMH | 2001 | C | 2001 | 2000 |  | 2019-04-01 | 2958465 |  |  | 001 | 001 |  |  | 2019-07-31 | 06090583 | 2019-07-31 | 06090583 | Packing Material Handling | INST
W | VJ-MAIN-PDB |  | MAIN PDB-INSTRUMENTATION | ACPDB | PRP | INS | INS |  | 2010011370 | JSWPL-VJN-UTL-PDS | 2001 | A | 2001 | 2000 |  | 2019-06-01 | 2958465 |  |  | 001 | 001 |  |  | 2020-06-17 | 06090583 | 2020-06-17 | 06090583 | Power Distribution System | INST
N | VJ-MCC-01 |  | MCC-1 - ZEPPELIN MCC FOR PROCESS AREA | PANEL | PRP | ELE | ELE |  | 2010011070 | JSWPL-VJN-UTL-PDS | 2001 | B | 2001 | 2000 |  | 2019-04-01 | 2958465 |  |  | 001 | 001 |  |  | 2019-07-31 | 06090583 | 2019-07-31 | 06090583 | Power Distribution System | INST
N | VJ-MCC-02 |  | MCC-2 - ZEPPELIN MCC FOR RM AREA | PANEL | RSI | ELE | ELE |  | 2010011070 | JSWPL-VJN-UTL-PDS | 2001 | B | 2001 | 2000 |  | 2019-04-01 | 2958465 |  |  | 001 | 001 |  |  | 2019-07-31 | 06090583 | 2019-07-31 | 06090583 | Power Distribution System | INST
R | VJ-MCF-209A |  | Multi Cartridge Filter-A | FILTER | PRP | MEC | MEC |  | 2010014010 | JSWPL-VJN-UTL-ETP | 2001 | A | 2001 | 2000 |  | 2023-04-01 | 2958465 |  |  | 001 | 001 |  |  | 2023-04-05 | ACCPMSUP05 | 2023-04-05 | ACCPMSUP05 | ETP | INST
R | VJ-MCF-209B |  | Multi Cartridge Filter-B | FILTER | PRP | MEC | MEC |  | 2010014010 | JSWPL-VJN-UTL-ETP | 2001 | A | 2001 | 2000 |  | 2023-04-01 | 2958465 |  |  | 001 | 001 |  |  | 2023-04-05 | ACCPMSUP05 | 2023-04-05 | ACCPMSUP05 | ETP | INST
W | VJ-MCH-KC-F-B01 |  | BAG FILTER OF B01 | BAGFILTER | RSI | INS | INS |  | 2010011310 | JSWPL-VJN-RMH | 2001 | A | 2001 | 2000 |  | 2019-08-01 | 2958465 |  |  | 001 | 001 |  |  | 2023-03-20 | ACCPMSUP02 | 2023-03-20 | ACCPMSUP02 | RM Handling | INST
W | VJ-MCH-KC-F-B02 |  | BAG FILTER OF B02 | BAGFILTER | RSI | INS | INS |  | 2010011310 | JSWPL-VJN-RMH | 2001 | A | 2001 | 2000 |  | 2019-08-01 | 2958465 |  |  | 001 | 001 |  |  | 2023-03-20 | ACCPMSUP02 | 2023-03-20 | ACCPMSUP02 | RM Handling | INST
W | VJ-MCH-KC-F-B03 |  | BAG FILTER OF B03 | BAGFILTER | RSI | INS | INS |  | 2010011310 | JSWPL-VJN-RMH | 2001 | A | 2001 | 2000 |  | 2019-08-01 | 2958465 |  |  | 001 | 001 |  |  | 2023-03-20 | ACCPMSUP02 | 2023-03-20 | ACCPMSUP02 | RM Handling | INST
W | VJ-MCH-KC-F-B04 |  | BAG FILTER OF B04 | BAGFILTER | RSI | INS | INS |  | 2010011310 | JSWPL-VJN-RMH | 2001 | A | 2001 | 2000 |  | 2019-08-01 | 2958465 |  |  | 001 | 001 |  |  | 2023-03-20 | ACCPMSUP02 | 2023-03-20 | ACCPMSUP02 | RM Handling | INST
W | VJ-MCH-KC-F-B05 |  | BAG FILTER OF B05 | BAGFILTER | RSI | INS | INS |  | 2010011310 | JSWPL-VJN-RMH | 2001 | A | 2001 | 2000 |  | 2019-08-01 | 2958465 |  |  | 001 | 001 |  |  | 2023-03-20 | ACCPMSUP02 | 2023-03-20 | ACCPMSUP02 | RM Handling | INST
W | VJ-MCH-KC-F-B06 |  | BAG FILTER OF B06 | BAGFILTER | RSI | INS | INS |  | 2010011310 | JSWPL-VJN-RMH | 2001 | A | 2001 | 2000 |  | 2019-08-01 | 2958465 |  |  | 001 | 001 |  |  | 2023-03-20 | ACCPMSUP02 | 2023-03-20 | ACCPMSUP02 | RM Handling | INST
W | VJ-MG-4501 |  | FLOW METER OF WTP | FLOW METER | UTY | INS | INS |  | 2010011360 | JSWPL-VJN-UTL | 2001 | C | 2001 | 2000 |  | 2019-08-01 | 2958465 |  |  | 001 | 001 |  |  | 2023-03-20 | ACCPMSUP02 | 2023-03-20 | ACCPMSUP02 | Utility section | INST
W | VJ-MG-4502 |  | FLOW METER OF WTP | FLOW METER | UTY | INS | INS |  | 2010011360 | JSWPL-VJN-UTL | 2001 | C | 2001 | 2000 |  | 2019-08-01 | 2958465 |  |  | 001 | 001 |  |  | 2023-03-20 | ACCPMSUP02 | 2023-03-20 | ACCPMSUP02 | Utility section | INST
W | VJ-MGATE-TVJB |  | TV JB MAINGATE | JUN_BOX | UTY | INS | INS |  | 2010011360 | JSWPL-VJN-UTL | 2001 | C | 2001 | 2000 |  | 2019-08-01 | 2958465 |  |  | 001 | 001 |  |  | 2023-03-20 | ACCPMSUP02 | 2023-03-20 | ACCPMSUP02 | Utility section | INST
N | VJ-MI-58-01 |  | US18120256, Markem Imaje 5800 printer | PRINTER | PRP | INS | INS |  | 2010011040 | JSWPL-VJN-PKG | 2001 | A | 2001 | 2000 |  | 2024-10-01 | 2958465 |  |  | 001 | 001 |  |  | 2024-10-17 | ACCPMSUP05 | 2024-10-17 | ACCPMSUP05 | Packing Section | INST
N | VJ-MI-58-02 |  | IN20490035, Markem Imaje 5800 printer | PRINTER | PRP | INS | INS |  | 2010011040 | JSWPL-VJN-PKG | 2001 | A | 2001 | 2000 |  | 2024-10-01 | 2958465 |  |  | 001 | 001 |  |  | 2024-10-17 | ACCPMSUP05 | 2024-10-17 | ACCPMSUP05 | Packing Section | INST
N | VJ-MI-58-03 |  | IN18460018, Markem Imaje 5800 printer | PRINTER | PRP | INS | INS |  | 2010011040 | JSWPL-VJN-PKG | 2001 | A | 2001 | 2000 |  | 2024-10-01 | 2958465 |  |  | 001 | 001 |  |  | 2024-10-17 | ACCPMSUP05 | 2024-10-17 | ACCPMSUP05 | Packing Section | INST
N | VJ-MI-58-04 |  | IN18280003, Markem Imaje 5800 printer | PRINTER | PRP | INS | INS |  | 2010011040 | JSWPL-VJN-PKG | 2001 | A | 2001 | 2000 |  | 2024-10-01 | 2958465 |  |  | 001 | 001 |  |  | 2024-10-17 | ACCPMSUP05 | 2024-10-17 | ACCPMSUP05 | Packing Section | INST
N | VJ-MI-90-01 |  | IN19080014, Markem Imaje 9042 printer | PRINTER | PRP | INS | INS |  | 2010011040 | JSWPL-VJN-PKG | 2001 | A | 2001 | 2000 |  | 2024-10-01 | 2958465 |  |  | 001 | 001 |  |  | 2024-10-17 | ACCPMSUP05 | 2024-10-17 | ACCPMSUP05 | Packing Section | INST
N | VJ-MI-90-02 |  | IN19030013, Markem Imaje 9042 printer | PRINTER | PRP | INS | INS |  | 2010011040 | JSWPL-VJN-PKG | 2001 | A | 2001 | 2000 |  | 2024-10-01 | 2958465 |  |  | 001 | 001 |  |  | 2024-10-17 | ACCPMSUP05 | 2024-10-17 | ACCPMSUP05 | Packing Section | INST
N | VJ-MI-90-03 |  | IN19030014, Markem Imaje 9042 printer | PRINTER | PRP | INS | INS |  | 2010011040 | JSWPL-VJN-PKG | 2001 | A | 2001 | 2000 |  | 2024-10-01 | 2958465 |  |  | 001 | 001 |  |  | 2024-10-17 | ACCPMSUP05 | 2024-10-17 | ACCPMSUP05 | Packing Section | INST
N | VJ-MI-90-04 |  | IN18290015, Markem Imaje 9042 printer | PRINTER | PRP | INS | INS |  | 2010011040 | JSWPL-VJN-PKG | 2001 | A | 2001 | 2000 |  | 2024-10-01 | 2958465 |  |  | 001 | 001 |  |  | 2024-10-17 | ACCPMSUP05 | 2024-10-17 | ACCPMSUP05 | Packing Section | INST
N | VJ-MI-90-05 |  | IN19070006, Markem Imaje 9042 printer | PRINTER | PRP | INS | INS |  | 2010011040 | JSWPL-VJN-PKG | 2001 | A | 2001 | 2000 |  | 2024-10-01 | 2958465 |  |  | 001 | 001 |  |  | 2024-10-17 | ACCPMSUP05 | 2024-10-17 | ACCPMSUP05 | Packing Section | INST
N | VJ-MI-90-06 |  | IN22250173, Markem Imaje 9042 printer | PRINTER | PRP | INS | INS |  | 2010011040 | JSWPL-VJN-PKG | 2001 | A | 2001 | 2000 |  | 2024-10-01 | 2958465 |  |  | 001 | 001 |  |  | 2024-10-17 | ACCPMSUP05 | 2024-10-17 | ACCPMSUP05 | Packing Section | INST
N | VJ-MI-90-07 |  | IN22290067, Markem Imaje 9042 printer | PRINTER | PRP | INS | INS |  | 2010011040 | JSWPL-VJN-PKG | 2001 | A | 2001 | 2000 |  | 2024-10-01 | 2958465 |  |  | 001 | 001 |  |  | 2024-10-17 | ACCPMSUP05 | 2024-10-17 | ACCPMSUP05 | Packing Section | INST
N | VJ-MI-90-08 |  | IN23250029, Markem Imaje 9042 printer | PRINTER | PRP | INS | INS |  | 2010011040 | JSWPL-VJN-PKG | 2001 | A | 2001 | 2000 |  | 2024-10-01 | 2958465 |  |  | 001 | 001 |  |  | 2024-10-17 | ACCPMSUP05 | 2024-10-17 | ACCPMSUP05 | Packing Section | INST
N | VJ-MI-94-01 |  | IN19080037, Markem Imaje 9450 printer | PRINTER | PRP | INS | INS |  | 2010011040 | JSWPL-VJN-PKG | 2001 | A | 2001 | 2000 |  | 2024-10-01 | 2958465 |  |  | 001 | 001 |  |  | 2024-10-17 | ACCPMSUP05 | 2024-10-17 | ACCPMSUP05 | Packing Section | INST
N | VJ-MI-94-02 |  | IN19010033, Markem Imaje 9450 printer | PRINTER | PRP | INS | INS |  | 2010011040 | JSWPL-VJN-PKG | 2001 | A | 2001 | 2000 |  | 2024-10-01 | 2958465 |  |  | 001 | 001 |  |  | 2024-10-17 | ACCPMSUP05 | 2024-10-17 | ACCPMSUP05 | Packing Section | INST
N | VJ-MI-94-03 |  | IN19010032, Markem Imaje 9450 printer | PRINTER | PRP | INS | INS |  | 2010011040 | JSWPL-VJN-PKG | 2001 | A | 2001 | 2000 |  | 2024-10-01 | 2958465 |  |  | 001 | 001 |  |  | 2024-10-17 | ACCPMSUP05 | 2024-10-17 | ACCPMSUP05 | Packing Section | INST
N | VJ-MI-94-04 |  | IN19090004, Markem Imaje 9450 printer | PRINTER | PRP | INS | INS |  | 2010011040 | JSWPL-VJN-PKG | 2001 | A | 2001 | 2000 |  | 2024-10-01 | 2958465 |  |  | 001 | 001 |  |  | 2024-10-17 | ACCPMSUP05 | 2024-10-17 | ACCPMSUP05 | Packing Section | INST
N | VJ-MI-94-05 |  | IN19110027, Markem Imaje 9450 printer | PRINTER | PRP | INS | INS |  | 2010011040 | JSWPL-VJN-PKG | 2001 | A | 2001 | 2000 |  | 2024-10-01 | 2958465 |  |  | 001 | 001 |  |  | 2024-10-17 | ACCPMSUP05 | 2024-10-17 | ACCPMSUP05 | Packing Section | INST
N | VJ-MI-94-06 |  | IN19080038, Markem Imaje 9450 printer | PRINTER | PRP | INS | INS |  | 2010011040 | JSWPL-VJN-PKG | 2001 | A | 2001 | 2000 |  | 2024-10-01 | 2958465 |  |  | 001 | 001 |  |  | 2024-10-17 | ACCPMSUP05 | 2024-10-17 | ACCPMSUP05 | Packing Section | INST
N | VJ-MI-94-07 |  | FR18020187, Markem Imaje 9450 printer | PRINTER | PRP | INS | INS |  | 2010011040 | JSWPL-VJN-PKG | 2001 | A | 2001 | 2000 |  | 2024-10-01 | 2958465 |  |  | 001 | 001 |  |  | 2024-10-17 | ACCPMSUP05 | 2024-10-17 | ACCPMSUP05 | Packing Section | INST
N | VJ-MI-94-08 |  | IN24070061, Markem Imaje 9450 printer | PRINTER | PRP | INS | INS |  | 2010011040 | JSWPL-VJN-PKG | 2001 | A | 2001 | 2000 |  | 2024-10-01 | 2958465 |  |  | 001 | 001 |  |  | 2024-10-17 | ACCPMSUP05 | 2024-10-17 | ACCPMSUP05 | Packing Section | INST
N | VJ-MI-94-09 |  | FR18110389, Markem Imaje 9450 printer | PRINTER | PRP | INS | INS |  | 2010011040 | JSWPL-VJN-PKG | 2001 | A | 2001 | 2000 |  | 2024-10-01 | 2958465 |  |  | 001 | 001 |  |  | 2024-10-17 | ACCPMSUP05 | 2024-10-17 | ACCPMSUP05 | Packing Section | INST
N | VJ-MI-94-10 |  | FR18110388, Markem Imaje 9450 printer | PRINTER | PRP | INS | INS |  | 2010011040 | JSWPL-VJN-PKG | 2001 | A | 2001 | 2000 |  | 2024-10-01 | 2958465 |  |  | 001 | 001 |  |  | 2024-10-17 | ACCPMSUP05 | 2024-10-17 | ACCPMSUP05 | Packing Section | INST
N | VJ-MI-94-11 |  | IN24070062, Markem Imaje 9450 printer | PRINTER | PRP | INS | INS |  | 2010011040 | JSWPL-VJN-PKG | 2001 | A | 2001 | 2000 |  | 2024-10-01 | 2958465 |  |  | 001 | 001 |  |  | 2024-10-17 | ACCPMSUP05 | 2024-10-17 | ACCPMSUP05 | Packing Section | INST
W | VJ-MI-APC-101 |  | MASTER INSTRUMENTAPC-101 | MCALIB | PRP | INS | INS | INS | 2010011310 | JSWPL-VJN-PRC-DIS | 2001 | B | 2001 | 2000 |  | 2019-08-01 | 2958465 |  |  | 001 | 001 |  |  | 2024-09-27 | ACCPMSUP06 | 2024-09-27 | ACCPMSUP06 | Dispersion section | INST
W | VJ-MI-DBC-101 |  | MASTER INSTRUMENT DBC-101 | MCALIB | PRP | INS | INS |  | 2010011310 | JSWPL-VJN-PRC-DIS | 2001 | A | 2001 | 2000 |  | 2024-01-01 | 2958465 |  |  | 001 | 001 |  |  | 2024-09-16 | ACCPMSUP06 | 2024-09-16 | ACCPMSUP06 | Dispersion section | INST
W | VJ-MI-DIP-101 |  | MASTER INSTRUMENT DIP-101 | MCALIB | PRP | INS | INS |  | 2010011310 | JSWPL-VJN-PRC-DIS | 2001 | A | 2001 | 2000 |  | 2024-01-01 | 2958465 |  |  | 001 | 001 |  |  | 2024-09-16 | ACCPMSUP06 | 2024-09-16 | ACCPMSUP06 | Dispersion section | INST
W | VJ-MI-DIP-102 |  | MASTER INSTRUMENT DIP-102 | MCALIB | PRP | INS | INS |  | 2010011310 | JSWPL-VJN-PRC-DIS | 2001 | A | 2001 | 2000 |  | 2024-01-01 | 2958465 |  |  | 001 | 001 |  |  | 2024-09-16 | ACCPMSUP06 | 2024-09-16 | ACCPMSUP06 | Dispersion section | INST
W | VJ-MI-DIP-103 |  | MASTER INSTRUMENT DIP-103 | MCALIB | PRP | INS | INS |  | 2010011310 | JSWPL-VJN-PRC-DIS | 2001 | A | 2001 | 2000 |  | 2024-01-01 | 2958465 |  |  | 001 | 001 |  |  | 2024-09-16 | ACCPMSUP06 | 2024-09-16 | ACCPMSUP06 | Dispersion section | INST
W | VJ-MI-DMM-101 |  | MASTER INSTRUMENT DMM-101 | MCALIB | PRP | INS | INS |  | 2010011310 | JSWPL-VJN-PRC-DIS | 2001 | A | 2001 | 2000 |  | 2024-01-01 | 2958465 |  |  | 001 | 001 |  |  | 2024-09-16 | ACCPMSUP06 | 2024-09-16 | ACCPMSUP06 | Dispersion section | INST
W | VJ-MI-DPG-101 |  | MASTER INSTRUMENT DPG-101 | MCALIB | PRP | INS | INS |  | 2010011310 | JSWPL-VJN-PRC-DIS | 2001 | A | 2001 | 2000 |  | 2024-01-01 | 2958465 |  |  | 001 | 001 |  |  | 2024-09-16 | ACCPMSUP06 | 2024-09-16 | ACCPMSUP06 | Dispersion section | INST
W | VJ-MI-DWT-101 |  | MASTER INSTRUMENT DWT-101 | LABEQUIP | PRP | INS | INS |  | 2010011310 | JSWPL-VJN-PRC-DIS | 2001 | A | 2001 | 2000 |  | 2024-01-01 | 2958465 |  |  | 001 | 001 |  |  | 2024-09-16 | ACCPMSUP06 | 2024-09-16 | ACCPMSUP06 | Dispersion section | INST
W | VJ-MI-MPC-101 |  | MASTER INSTRUMENT MPC-101 | MCALIB | PRP | INS | INS |  | 2010011310 | JSWPL-VJN-PRC-DIS | 2001 | A | 2001 | 2000 |  | 2024-01-01 | 2958465 |  |  | 001 | 001 |  |  | 2024-09-16 | ACCPMSUP06 | 2024-09-16 | ACCPMSUP06 | Dispersion section | INST
W | VJ-MI-STDWT-101 |  | MASTER INSTRUMENT-STANDARD WEIGHT | MCALIB | PRP | INS | INS | INS | 2010011310 | JSWPL-VJN-PRC-DIS | 2001 | B | 2001 | 2000 |  | 2019-08-01 | 2958465 |  |  | 001 | 001 |  |  | 2024-09-27 | ACCPMSUP06 | 2024-09-27 | ACCPMSUP06 | Dispersion section | INST
N | VJ-MLDB |  | MLDB - MAIN LIGHTING DISTRIBUTION BOARD | PANEL | PRP | ELE | ELE |  | 2010011300 | JSWPL-VJN-UTL-PDS | 2001 | A | 2001 | 2000 |  | 2019-04-01 | 2958465 |  |  | 001 | 001 |  |  | 2019-07-31 | 06090583 | 2019-07-31 | 06090583 | Power Distribution System | INST
N | VJ-MP-BL101 |  | MOTOR FOR SCREW PUMP FOR BL-101 | ELE_MOTOR | PRP | ELE | ELE |  | 2010011250 | JSWPL-VJN-PRC-BLE | 2001 | B | 2001 | 2000 |  | 2019-04-01 | 2958465 |  |  | 001 | 001 |  |  | 2019-07-31 | 06090583 | 2019-07-31 | 06090583 | Blender Section | INST
N | VJ-MP-BL102 |  | MOTOR FOR SCREW PUMP FOR BL-102 | ELE_MOTOR | PRP | ELE | ELE |  | 2010011250 | JSWPL-VJN-PRC-BLE | 2001 | B | 2001 | 2000 |  | 2019-04-01 | 2958465 |  |  | 001 | 001 |  |  | 2019-07-31 | 06090583 | 2019-07-31 | 06090583 | Blender Section | INST
N | VJ-MP-BL103 |  | MOTOR FOR SCREW PUMP FOR BL-103 | ELE_MOTOR | PRP | ELE | ELE |  | 2010011250 | JSWPL-VJN-PRC-BLE | 2001 | B | 2001 | 2000 |  | 2019-04-01 | 2958465 |  |  | 001 | 001 |  |  | 2019-07-31 | 06090583 | 2019-07-31 | 06090583 | Blender Section | INST
N | VJ-MP-BL104 |  | MOTOR FOR SCREW PUMP FOR BL-104 | ELE_MOTOR | PRP | ELE | ELE |  | 2010011250 | JSWPL-VJN-PRC-BLE | 2001 | B | 2001 | 2000 |  | 2019-04-01 | 2958465 |  |  | 001 | 001 |  |  | 2019-07-31 | 06090583 | 2019-07-31 | 06090583 | Blender Section | INST
N | VJ-MP-BL105 |  | MOTOR FOR SCREW PUMP FOR BL-105 | ELE_MOTOR | PRP | ELE | ELE |  | 2010011250 | JSWPL-VJN-PRC-BLE | 2001 | B | 2001 | 2000 |  | 2019-04-01 | 2958465 |  |  | 001 | 001 |  |  | 2019-07-31 | 06090583 | 2019-07-31 | 06090583 | Blender Section | INST
N | VJ-MP-BL106 |  | MOTOR FOR SCREW PUMP FOR BL-106 | ELE_MOTOR | PRP | ELE | ELE |  | 2010011250 | JSWPL-VJN-PRC-BLE | 2001 | B | 2001 | 2000 |  | 2019-04-01 | 2958465 |  |  | 001 | 001 |  |  | 2019-07-31 | 06090583 | 2019-07-31 | 06090583 | Blender Section | INST
N | VJ-MP-BL107 |  | MOTOR FOR SCREW PUMP FOR BL-107 | ELE_MOTOR | PRP | ELE | ELE |  | 2010011250 | JSWPL-VJN-PRC-BLE | 2001 | B | 2001 | 2000 |  | 2019-04-01 | 2958465 |  |  | 001 | 001 |  |  | 2019-07-31 | 06090583 | 2019-07-31 | 06090583 | Blender Section | INST
N | VJ-MP-BL108 |  | MOTOR FOR SCREW PUMP FOR BL-108 | ELE_MOTOR | PRP | ELE | ELE |  | 2010011250 | JSWPL-VJN-PRC-BLE | 2001 | B | 2001 | 2000 |  | 2019-04-01 | 2958465 |  |  | 001 | 001 |  |  | 2019-07-31 | 06090583 | 2019-07-31 | 06090583 | Blender Section | INST
N | VJ-MP-BL109 |  | MOTOR FOR SCREW PUMP FOR BL-109 | ELE_MOTOR | PRP | ELE | ELE |  | 2010011250 | JSWPL-VJN-PRC-BLE | 2001 | B | 2001 | 2000 |  | 2024-12-10 | 2958465 |  |  | 001 | 001 | 2025-01-28 | ACCPMSUP05 | 2025-01-21 | ACCPMSUP05 | 2025-01-21 | ACCPMSUP05 | Blender Section | INST
N | VJ-MP-BL110 |  | MOTOR FOR SCREW PUMP FOR BL-110 | ELE_MOTOR | PRP | ELE | ELE |  | 2010011250 | JSWPL-VJN-PRC-BLE | 2001 | B | 2001 | 2000 |  | 2024-12-10 | 2958465 |  |  | 001 | 001 | 2025-01-28 | ACCPMSUP05 | 2025-01-21 | ACCPMSUP05 | 2025-01-21 | ACCPMSUP05 | Blender Section | INST
N | VJ-MP-BL111 |  | MOTOR FOR SCREW PUMP FOR BL-111 | ELE_MOTOR | PRP | ELE | ELE |  | 2010011250 | JSWPL-VJN-PRC-BLE | 2001 | B | 2001 | 2000 |  | 2024-12-10 | 2958465 |  |  | 001 | 001 | 2025-01-28 | ACCPMSUP05 | 2025-01-21 | ACCPMSUP05 | 2025-01-21 | ACCPMSUP05 | Blender Section | INST
N | VJ-MP-BL112 |  | MOTOR FOR SCREW PUMP FOR BL-112 | ELE_MOTOR | PRP | ELE | ELE |  | 2010011250 | JSWPL-VJN-PRC-BLE | 2001 | B | 2001 | 2000 |  | 2024-12-10 | 2958465 |  |  | 001 | 001 | 2025-01-28 | ACCPMSUP05 | 2025-01-21 | ACCPMSUP05 | 2025-01-21 | ACCPMSUP05 | Blender Section | INST
N | VJ-MP-BL115 |  | MOTOR FOR SCREW PUMP FOR BL-115 | ELE_MOTOR | PRP | ELE | ELE |  | 2010011250 | JSWPL-VJN-PRC-BLE | 2001 | B | 2001 | 2000 |  | 2024-12-10 | 2958465 |  |  | 001 | 001 | 2025-01-28 | ACCPMSUP05 | 2025-01-21 | ACCPMSUP05 | 2025-01-21 | ACCPMSUP05 | Blender Section | INST
N | VJ-MP-BL116 |  | MOTOR FOR SCREW PUMP FOR BL-116 | ELE_MOTOR | PRP | ELE | ELE |  | 2010011250 | JSWPL-VJN-PRC-BLE | 2001 | B | 2001 | 2000 |  | 2024-12-10 | 2958465 |  |  | 001 | 001 | 2025-01-28 | ACCPMSUP05 | 2025-01-21 | ACCPMSUP05 | 2025-01-21 | ACCPMSUP05 | Blender Section | INST
N | VJ-MP-BL117 |  | MOTOR FOR SCREW PUMP FOR BL-117 | ELE_MOTOR | PRP | ELE | ELE |  | 2010011250 | JSWPL-VJN-PRC-BLE | 2001 | B | 2001 | 2000 |  | 2024-12-10 | 2958465 |  |  | 001 | 001 | 2025-01-28 | ACCPMSUP05 | 2025-01-21 | ACCPMSUP05 | 2025-01-21 | ACCPMSUP05 | Blender Section | INST
N | VJ-MP-BL118 |  | MOTOR FOR SCREW PUMP FOR BL-118 | ELE_MOTOR | PRP | ELE | ELE |  | 2010011250 | JSWPL-VJN-PRC-BLE | 2001 | B | 2001 | 2000 |  | 2024-12-10 | 2958465 |  |  | 001 | 001 | 2025-01-28 | ACCPMSUP05 | 2025-01-21 | ACCPMSUP05 | 2025-01-21 | ACCPMSUP05 | Blender Section | INST
N | VJ-MP-BL119 |  | MOTOR FOR SCREW PUMP FOR BL-119 | ELE_MOTOR | PRP | ELE | ELE |  | 2010011250 | JSWPL-VJN-PRC-BLE | 2001 | B | 2001 | 2000 |  | 2019-04-01 | 2958465 |  |  | 001 | 001 |  |  | 2019-07-31 | 06090583 | 2019-07-31 | 06090583 | Blender Section | INST
N | VJ-MP-BL120 |  | MOTOR FOR SCREW PUMP FOR BL-120 | ELE_MOTOR | PRP | ELE | ELE |  | 2010011250 | JSWPL-VJN-PRC-BLE | 2001 | B | 2001 | 2000 |  | 2019-04-01 | 2958465 |  |  | 001 | 001 |  |  | 2019-07-31 | 06090583 | 2019-07-31 | 06090583 | Blender Section | INST
N | VJ-MP-BL121 |  | MOTOR FOR SCREW PUMP FOR BL-121 | ELE_MOTOR | PRP | ELE | ELE |  | 2010011250 | JSWPL-VJN-PRC-BLE | 2001 | B | 2001 | 2000 |  | 2019-04-01 | 2958465 |  |  | 001 | 001 |  |  | 2019-07-31 | 06090583 | 2019-07-31 | 06090583 | Blender Section | INST
N | VJ-MP-BL122 |  | MOTOR FOR SCREW PUMP FOR BL-122 | ELE_MOTOR | PRP | ELE | ELE |  | 2010011250 | JSWPL-VJN-PRC-BLE | 2001 | B | 2001 | 2000 |  | 2019-04-01 | 2958465 |  |  | 001 | 001 |  |  | 2019-07-31 | 06090583 | 2019-07-31 | 06090583 | Blender Section | INST
N | VJ-MP-BL123 |  | MOTOR FOR SCREW PUMP FOR BL-123 | ELE_MOTOR | PRP | ELE | ELE |  | 2010011250 | JSWPL-VJN-PRC-BLE | 2001 | B | 2001 | 2000 |  | 2019-04-01 | 2958465 |  |  | 001 | 001 |  |  | 2019-07-31 | 06090583 | 2019-07-31 | 06090583 | Blender Section | INST
N | VJ-MP-BL124 |  | MOTOR FOR SCREW PUMP FOR BL-124 | ELE_MOTOR | PRP | ELE | ELE |  | 2010011250 | JSWPL-VJN-PRC-BLE | 2001 | B | 2001 | 2000 |  | 2019-04-01 | 2958465 |  |  | 001 | 001 |  |  | 2019-07-31 | 06090583 | 2019-07-31 | 06090583 | Blender Section | INST
N | VJ-MP-BL125 |  | MOTOR FOR SCREW PUMP FOR BL-125 | ELE_MOTOR | PRP | ELE | ELE |  | 2010011250 | JSWPL-VJN-PRC-BLE | 2001 | B | 2001 | 2000 |  | 2019-04-01 | 2958465 |  |  | 001 | 001 |  |  | 2019-07-31 | 06090583 | 2019-07-31 | 06090583 | Blender Section | INST
N | VJ-MP-BL126 |  | MOTOR FOR SCREW PUMP FOR BL-126 | ELE_MOTOR | PRP | ELE | ELE |  | 2010011250 | JSWPL-VJN-PRC-BLE | 2001 | B | 2001 | 2000 |  | 2019-04-01 | 2958465 |  |  | 001 | 001 |  |  | 2019-07-31 | 06090583 | 2019-07-31 | 06090583 | Blender Section | INST
N | VJ-MP-BL127 |  | MOTOR FOR SCREW PUMP FOR BL-127 | ELE_MOTOR | PRP | ELE | ELE |  | 2010011250 | JSWPL-VJN-PRC-BLE | 2001 | B | 2001 | 2000 |  | 2019-04-01 | 2958465 |  |  | 001 | 001 |  |  | 2019-07-31 | 06090583 | 2019-07-31 | 06090583 | Blender Section | INST
N | VJ-MP-BL128 |  | MOTOR FOR SCREW PUMP FOR BL-128 | ELE_MOTOR | PRP | ELE | ELE |  | 2010011250 | JSWPL-VJN-PRC-BLE | 2001 | B | 2001 | 2000 |  | 2019-04-01 | 2958465 |  |  | 001 | 001 |  |  | 2019-07-31 | 06090583 | 2019-07-31 | 06090583 | Blender Section | INST
N | VJ-MP-BL129 |  | MOTOR FOR SCREW PUMP FOR BL-129 | ELE_MOTOR | PRP | ELE | ELE |  | 2010011250 | JSWPL-VJN-PRC-BLE | 2001 | B | 2001 | 2000 |  | 2019-04-01 | 2958465 |  |  | 001 | 001 |  |  | 2019-07-31 | 06090583 | 2019-07-31 | 06090583 | Blender Section | INST
N | VJ-MP-BL130 |  | MOTOR FOR SCREW PUMP FOR BL-130 | ELE_MOTOR | PRP | ELE | ELE |  | 2010011250 | JSWPL-VJN-PRC-BLE | 2001 | B | 2001 | 2000 |  | 2019-04-01 | 2958465 |  |  | 001 | 001 |  |  | 2019-07-31 | 06090583 | 2019-07-31 | 06090583 | Blender Section | INST
N | VJ-MP-CHW-101A |  | MOTOR FOR PRIMARY PUMP | ELE_MOTOR | PRP | ELE | ELE |  | 2010011290 | JSWPL-VJN-UTL-CHR | 2001 | B | 2001 | 2000 |  | 2019-04-01 | 2958465 |  |  | 001 | 001 |  |  | 2019-07-31 | 06090583 | 2019-07-31 | 06090583 | Chiller | INST
N | VJ-MP-CHW-101B |  | MOTOR FOR PRIMARY PUMP | ELE_MOTOR | PRP | ELE | ELE |  | 2010011290 | JSWPL-VJN-UTL-CHR | 2001 | B | 2001 | 2000 |  | 2019-04-01 | 2958465 |  |  | 001 | 001 |  |  | 2019-07-31 | 06090583 | 2019-07-31 | 06090583 | Chiller | INST
N | VJ-MP-CHW-101C |  | MOTOR FOR SECONDARY PUMP | ELE_MOTOR | PRP | ELE | ELE |  | 2010011290 | JSWPL-VJN-UTL-CHR | 2001 | B | 2001 | 2000 |  | 2019-04-01 | 2958465 |  |  | 001 | 001 |  |  | 2019-07-31 | 06090583 | 2019-07-31 | 06090583 | Chiller | INST
N | VJ-MP-CHW-101D |  | MOTOR FOR SECONDARY PUMP | ELE_MOTOR | PRP | ELE | ELE |  | 2010011290 | JSWPL-VJN-UTL-CHR | 2001 | B | 2001 | 2000 |  | 2019-04-01 | 2958465 |  |  | 001 | 001 |  |  | 2019-07-31 | 06090583 | 2019-07-31 | 06090583 | Chiller | INST
N | VJ-MP-CT-101A |  | MOTOR FOR PUMP FOR COOLING TOWER | ELE_MOTOR | PRP | ELE | ELE |  | 2010011290 | JSWPL-VJN-UTL-CTR | 2001 | B | 2001 | 2000 |  | 2019-04-01 | 2958465 |  |  | 001 | 001 |  |  | 2019-07-31 | 06090583 | 2019-07-31 | 06090583 | Cooling Tower | INST
N | VJ-MP-CT-101B |  | MOTOR FOR PUMP FOR COOLING TOWER | ELE_MOTOR | PRP | ELE | ELE |  | 2010011290 | JSWPL-VJN-UTL-CTR | 2001 | B | 2001 | 2000 |  | 2019-04-01 | 2958465 |  |  | 001 | 001 |  |  | 2019-07-31 | 06090583 | 2019-07-31 | 06090583 | Cooling Tower | INST
N | VJ-MP-CT-101C |  | MOTOR FOR PUMP FOR COOLING TOWER | ELE_MOTOR | PRP | ELE | ELE |  | 2010011290 | JSWPL-VJN-UTL-CTR | 2001 | B | 2001 | 2000 |  | 2019-04-01 | 2958465 |  |  | 001 | 001 |  |  | 2019-07-31 | 06090583 | 2019-07-31 | 06090583 | Cooling Tower | INST
N | VJ-MP-T-128A |  | MOTOR FOR SOFT WATER PUMP FOR PROCESS | ELE_MOTOR | UTY | ELE | ELE |  | 2010011290 | JSWPL-VJN-RMH-PWT | 2001 | B | 2001 | 2000 |  | 2019-04-01 | 2958465 |  |  | 001 | 001 |  |  | 2019-07-31 | 06090583 | 2019-07-31 | 06090583 | Process Water | INST
N | VJ-MP-T-128B |  | MOTOR FOR SOFT WATER PUMP FOR PROCESS | ELE_MOTOR | UTY | ELE | ELE |  | 2010011290 | JSWPL-VJN-RMH-PWT | 2001 | B | 2001 | 2000 |  | 2019-04-01 | 2958465 |  |  | 001 | 001 |  |  | 2019-07-31 | 06090583 | 2019-07-31 | 06090583 | Process Water | INST
N | VJ-MP-T-128C |  | MOTOR FOR SOFT WATER PUMP FOR PROCESS | ELE_MOTOR | UTY | ELE | ELE |  | 2010011290 | JSWPL-VJN-RMH-PWT | 2001 | B | 2001 | 2000 |  | 2019-04-01 | 2958465 |  |  | 001 | 001 |  |  | 2019-07-31 | 06090583 | 2019-07-31 | 06090583 | Process Water | INST
N | VJ-MP-T-300A |  | MOTOR FOR RAW WATER PUMP TO FILTERATION | ELE_MOTOR | UTY | ELE | ELE |  | 2010011290 | JSWPL-VJN-RMH-PWT | 2001 | B | 2001 | 2000 |  | 2019-04-01 | 2958465 |  |  | 001 | 001 |  |  | 2019-07-31 | 06090583 | 2019-07-31 | 06090583 | Process Water | INST
N | VJ-MP-T-300B |  | MOTOR FOR RAW WATER PUMP TO FILTERATION | ELE_MOTOR | UTY | ELE | ELE |  | 2010011290 | JSWPL-VJN-RMH-PWT | 2001 | B | 2001 | 2000 |  | 2019-04-01 | 2958465 |  |  | 001 | 001 |  |  | 2019-07-31 | 06090583 | 2019-07-31 | 06090583 | Process Water | INST
N | VJ-MP-T-300C |  | MOTOR FOR DOMESTIC WATER PUMP | ELE_MOTOR | UTY | ELE | ELE |  | 2010011290 | JSWPL-VJN-RMH-PWT | 2001 | B | 2001 | 2000 |  | 2019-04-01 | 2958465 |  |  | 001 | 001 |  |  | 2019-07-31 | 06090583 | 2019-07-31 | 06090583 | Process Water | INST
N | VJ-MP-T-300D |  | MOTOR FOR DOMESTIC WATER PUMP | ELE_MOTOR | UTY | ELE | ELE |  | 2010011290 | JSWPL-VJN-RMH-PWT | 2001 | B | 2001 | 2000 |  | 2019-04-01 | 2958465 |  |  | 001 | 001 |  |  | 2019-07-31 | 06090583 | 2019-07-31 | 06090583 | Process Water | INST
N | VJ-MP-T-3140 |  | MOTOR FOR METERING PUMP FOR T-3140 | ELE_MOTOR | PRP | ELE | ELE |  | 2010011070 | JSWPL-VJN-RMH-DYT | 2001 | B | 2001 | 2000 |  | 2019-04-01 | 2958465 |  |  | 001 | 001 |  |  | 2019-07-31 | 06090583 | 2019-07-31 | 06090583 | Day Tank | INST
N | VJ-MP-T-3150 |  | MOTOR FOR METERING PUMP FOR T-3150 | ELE_MOTOR | PRP | ELE | ELE |  | 2010011070 | JSWPL-VJN-RMH-DYT | 2001 | B | 2001 | 2000 |  | 2019-04-01 | 2958465 |  |  | 001 | 001 |  |  | 2019-07-31 | 06090583 | 2019-07-31 | 06090583 | Day Tank | INST
N | VJ-MP-T102 |  | MOTOR FOR LOBE PUMP FOR T-102 | ELE_MOTOR | TFM | ELE | ELE |  | 2010011070 | JSWPL-VJN-RMH-TNK | 2001 | B | 2001 | 2000 |  | 2019-04-01 | 2958465 |  |  | 001 | 001 |  |  | 2019-07-31 | 06090583 | 2019-07-31 | 06090583 | Tank Farm | INST
N | VJ-MP-T104 |  | MOTOR FOR LOBE PUMP FOR T-104 | ELE_MOTOR | TFM | ELE | ELE |  | 2010011070 | JSWPL-VJN-RMH-TNK | 2001 | B | 2001 | 2000 |  | 2019-04-01 | 2958465 |  |  | 001 | 001 |  |  | 2019-07-31 | 06090583 | 2019-07-31 | 06090583 | Tank Farm | INST
N | VJ-MP-T108 |  | MOTOR FOR LOBE PUMP FOR T-108 | ELE_MOTOR | TFM | ELE | ELE |  | 2010011070 | JSWPL-VJN-RMH-TNK | 2001 | B | 2001 | 2000 |  | 2019-04-01 | 2958465 |  |  | 001 | 001 |  |  | 2019-07-31 | 06090583 | 2019-07-31 | 06090583 | Tank Farm | INST
N | VJ-MP-T113 |  | MOTOR FOR LOBE PUMP FOR T-113 | ELE_MOTOR | TFM | ELE | ELE |  | 2010011070 | JSWPL-VJN-RMH-TNK | 2001 | B | 2001 | 2000 |  | 2019-04-01 | 2958465 |  |  | 001 | 001 |  |  | 2019-07-31 | 06090583 | 2019-07-31 | 06090583 | Tank Farm | INST
N | VJ-MP-T115 |  | MOTOR FOR LOBE PUMP FOR T-115 | ELE_MOTOR | TFM | ELE | ELE |  | 2010011070 | JSWPL-VJN-RMH-TNK | 2001 | B | 2001 | 2000 |  | 2019-04-01 | 2958465 |  |  | 001 | 001 |  |  | 2019-07-31 | 06090583 | 2019-07-31 | 06090583 | Tank Farm | INST
N | VJ-MP-T116 |  | MOTOR FOR LOBE PUMP FOR T-116 | ELE_MOTOR | TFM | ELE | ELE |  | 2010011070 | JSWPL-VJN-RMH-TNK | 2001 | B | 2001 | 2000 |  | 2019-04-01 | 2958465 |  |  | 001 | 001 |  |  | 2019-07-31 | 06090583 | 2019-07-31 | 06090583 | Tank Farm | INST
N | VJ-MP-T117 |  | MOTOR FOR LOBE PUMP FOR T-117 | ELE_MOTOR | TFM | ELE | ELE |  | 2010011070 | JSWPL-VJN-RMH-TNK | 2001 | B | 2001 | 2000 |  | 2019-04-01 | 2958465 |  |  | 001 | 001 |  |  | 2019-07-31 | 06090583 | 2019-07-31 | 06090583 | Tank Farm | INST
N | VJ-MP-T153 |  | MOTOR FOR SCREW PUMP FOR T-153 | ELE_MOTOR | PRP | ELE | ELE |  | 2010011240 | JSWPL-VJN-PRC-DIS | 2001 | B | 2001 | 2000 |  | 2019-04-01 | 2958465 |  |  | 001 | 001 |  |  | 2019-07-31 | 06090583 | 2019-07-31 | 06090583 | Dispersion section | INST
N | VJ-MP-T154 |  | MOTOR FOR SCREW PUMP FOR T-154 | ELE_MOTOR | PRP | ELE | ELE |  | 2010011240 | JSWPL-VJN-PRC-BLE | 2001 | B | 2001 | 2000 |  | 2019-04-01 | 2958465 |  |  | 001 | 001 |  |  | 2019-07-31 | 06090583 | 2019-07-31 | 06090583 | Blender Section | INST
N | VJ-MP-T155 |  | MOTOR FOR SCREW PUMP FOR T-155 | ELE_MOTOR | PRP | ELE | ELE |  | 2010011240 | JSWPL-VJN-PRC-BLE | 2001 | B | 2001 | 2000 |  | 2019-04-01 | 2958465 |  |  | 001 | 001 |  |  | 2019-07-31 | 06090583 | 2019-07-31 | 06090583 | Blender Section | INST
N | VJ-MP-T156 |  | MOTOR FOR SCREW PUMP FOR T-156 | ELE_MOTOR | PRP | ELE | ELE |  | 2010011240 | JSWPL-VJN-PRC-BLE | 2001 | B | 2001 | 2000 |  | 2019-04-01 | 2958465 |  |  | 001 | 001 |  |  | 2019-07-31 | 06090583 | 2019-07-31 | 06090583 | Blender Section | INST
N | VJ-MP-TSD101 |  | MOTOR FOR SCREW PUMP FOR TSD-101 | ELE_MOTOR | PRP | ELE | ELE |  | 2010011240 | JSWPL-VJN-PRC-DIS | 2001 | B | 2001 | 2000 |  | 2019-04-01 | 2958465 |  |  | 001 | 001 |  |  | 2019-07-31 | 06090583 | 2019-07-31 | 06090583 | Dispersion section | INST
N | VJ-MP-TSD102 |  | MOTOR FOR SCREW PUMP FOR TSD-102 | ELE_MOTOR | PRP | ELE | ELE |  | 2010011240 | JSWPL-VJN-PRC-DIS | 2001 | B | 2001 | 2000 |  | 2019-04-01 | 2958465 |  |  | 001 | 001 |  |  | 2019-07-31 | 06090583 | 2019-07-31 | 06090583 | Dispersion section | INST
N | VJ-MP-TSD103 |  | MOTOR FOR SCREW PUMP FOR TSD-103 | ELE_MOTOR | PRP | ELE | ELE |  | 2010011240 | JSWPL-VJN-PRC-DIS | 2001 | B | 2001 | 2000 |  | 2019-04-01 | 2958465 |  |  | 001 | 001 |  |  | 2019-07-31 | 06090583 | 2019-07-31 | 06090583 | Dispersion section | INST
N | VJ-MP-TSD104 |  | MOTOR FOR SCREW PUMP FOR TSD-104 | ELE_MOTOR | PRP | ELE | ELE |  | 2010011240 | JSWPL-VJN-PRC-DIS | 2001 | B | 2001 | 2000 |  | 2019-04-01 | 2958465 |  |  | 001 | 001 |  |  | 2019-07-31 | 06090583 | 2019-07-31 | 06090583 | Dispersion section | INST
N | VJ-MP-TSD105 |  | MOTOR FOR SCREW PUMP FOR TSD-105 | ELE_MOTOR | PRP | ELE | ELE |  | 2010011240 | JSWPL-VJN-PRC-DIS | 2001 | B | 2001 | 2000 |  | 2019-04-01 | 2958465 |  |  | 001 | 001 |  |  | 2019-07-31 | 06090583 | 2019-07-31 | 06090583 | Dispersion section | INST
N | VJ-MP-Y101 |  | MOTOR FOR SCREW PUMP FOR Y-101 | ELE_MOTOR | PRP | ELE | ELE |  | 2010011240 | JSWPL-VJN-PRC-DIS | 2001 | B | 2001 | 2000 |  | 2019-04-01 | 2958465 |  |  | 001 | 001 |  |  | 2019-07-31 | 06090583 | 2019-07-31 | 06090583 | Dispersion section | INST
N | VJ-MPDB |  | MPDB - MAIN POWER DISTRIBUTION BOARD | PANEL | PRP | ELE | ELE |  | 2010011300 | JSWPL-VJN-UTL-PDS | 2001 | B | 2001 | 2000 |  | 2019-04-01 | 2958465 |  |  | 001 | 001 |  |  | 2019-07-31 | 06090583 | 2019-07-31 | 06090583 | Power Distribution System | INST
N | VJ-MT-133 |  | MOTOR FOR AGITATOR FOR T-133 | ELE_MOTOR | PRP | ELE | ELE |  | 2010011070 | JSWPL-VJN-RMH-DYT | 2001 | B | 2001 | 2000 |  | 2019-04-01 | 2958465 |  |  | 001 | 001 |  |  | 2019-07-31 | 06090583 | 2019-07-31 | 06090583 | Day Tank | INST
W | VJ-ORP-J2-101 |  | ORP METER RO ROOM | TRANSMITTR | ETP | INS | INS |  | 2010011350 | JSWPL-VJN-UTL-ETP | 2001 | B | 2001 | 2000 |  | 2024-01-01 | 2958465 |  |  | 001 | 001 |  |  | 2024-09-16 | ACCPMSUP06 | 2024-09-16 | ACCPMSUP06 | ETP | INST
R | VJ-OS-B9-104 |  | OIL AND GREASE SKIMMER | SKIMMER | PRP | MEC | MEC |  | 2010014010 | JSWPL-VJN-UTL-ETP | 2001 | A | 2001 | 2000 |  | 2022-11-18 | 2958465 |  |  | 001 | 001 |  |  | 2022-11-19 | 06090257 | 2022-11-19 | 06090257 | ETP | INST
R | VJ-OS-C6-106 |  | H-DAF Oil Skimmer | SKIMMER | PRP | MEC | MEC |  | 2010014010 | JSWPL-VJN-UTL-ETP | 2001 | A | 2001 | 2000 |  | 2022-11-18 | 2958465 |  |  | 001 | 001 |  |  | 2022-11-19 | 06090257 | 2022-11-19 | 06090257 | ETP | INST
R | VJ-P-100A |  | TANKER UNLOADING PUMP - STYRENE ACRELIC | PUMP | TFM | MEC | MEC |  | 2010011060 | JSWPL-VJN-RMH-TNK | 2001 | B | 2001 | 2000 |  | 2019-04-01 | 2958465 |  |  | 001 | 001 |  |  | 2019-07-31 | 06090583 | 2019-07-31 | 06090583 | Tank Farm | INST
R | VJ-P-100B |  | TANKER UNLOADING PUMP - PURE ACRELIC | PUMP | TFM | MEC | MEC |  | 2010011060 | JSWPL-VJN-RMH-TNK | 2001 | B | 2001 | 2000 |  | 2019-04-01 | 2958465 |  |  | 001 | 001 |  |  | 2019-07-31 | 06090583 | 2019-07-31 | 06090583 | Tank Farm | INST
R | VJ-P-100C |  | TANKER UNLOADING AODD PUMP FOR OPECIFIER | PUMP | TFM | MEC | MEC |  | 2010011060 | JSWPL-VJN-RMH-TNK | 2001 | B | 2001 | 2000 |  | 2019-04-01 | 2958465 |  |  | 001 | 001 |  |  | 2019-07-31 | 06090583 | 2019-07-31 | 06090583 | Tank Farm | INST
R | VJ-P-100D |  | TANKER UNLOADING PUMP-DISPERSING AGENT | PUMP | TFM | MEC | MEC |  | 2010011060 | JSWPL-VJN-RMH-TNK | 2001 | B | 2001 | 2000 |  | 2019-04-01 | 2958465 |  |  | 001 | 001 |  |  | 2019-07-31 | 06090583 | 2019-07-31 | 06090583 | Tank Farm | INST
R | VJ-P-100E |  | TANKER UNLOADING PUMP-COROSIN AGENT | PUMP | TFM | MEC | MEC |  | 2010011060 | JSWPL-VJN-RMH-TNK | 2001 | B | 2001 | 2000 |  | 2019-04-01 | 2958465 |  |  | 001 | 001 |  |  | 2019-07-31 | 06090583 | 2019-07-31 | 06090583 | Tank Farm | INST
R | VJ-P-100F |  | TANKER UNLOADING AODD PUMP FOR GLYCOL | PUMP | TFM | MEC | MEC |  | 2010011060 | JSWPL-VJN-RMH-TNK | 2001 | B | 2001 | 2000 |  | 2019-04-01 | 2958465 |  |  | 001 | 001 |  |  | 2019-07-31 | 06090583 | 2019-07-31 | 06090583 | Tank Farm | INST
R | VJ-P-101A |  | AODD PUMP FOR BARREL UNLOADING | DIAPRM_PMP | RSI | MEC | MEC |  | 2010011060 | JSWPL-VJN-RMH-DYT | 2001 | B | 2001 | 2000 |  | 2019-04-01 | 2958465 |  |  | 001 | 001 |  |  | 2019-07-31 | 06090583 | 2019-07-31 | 06090583 | Day Tank | INST
R | VJ-P-101B |  | AODD PUMP FOR BARREL UNLOADING | DIAPRM_PMP | RSI | MEC | MEC |  | 2010011060 | JSWPL-VJN-RMH-DYT | 2001 | B | 2001 | 2000 |  | 2019-04-01 | 2958465 |  |  | 001 | 001 |  |  | 2019-07-31 | 06090583 | 2019-07-31 | 06090583 | Day Tank | INST
R | VJ-P-101C |  | AODD PUMP FOR BARREL UNLOADING | DIAPRM_PMP | RSI | MEC | MEC |  | 2010011060 | JSWPL-VJN-RMH-DYT | 2001 | B | 2001 | 2000 |  | 2019-04-01 | 2958465 |  |  | 001 | 001 |  |  | 2019-07-31 | 06090583 | 2019-07-31 | 06090583 | Day Tank | INST
R | VJ-P-B10-102A |  | ETP Collection pit Pump-A | PUMP | PRP | MEC | MEC |  | 2010014010 | JSWPL-VJN-UTL-ETP | 2001 | A | 2001 | 2000 |  | 2022-11-18 | 2958465 |  |  | 001 | 001 |  |  | 2022-11-19 | 06090257 | 2022-11-19 | 06090257 | ETP | INST
R | VJ-P-B10-102B |  | ETP Collection pit Pump-B | PUMP | PRP | MEC | MEC |  | 2010014010 | JSWPL-VJN-UTL-ETP | 2001 | A | 2001 | 2000 |  | 2022-11-18 | 2958465 |  |  | 001 | 001 |  |  | 2022-11-19 | 06090257 | 2022-11-19 | 06090257 | ETP | INST
R | VJ-P-B10-102C |  | STP Collection pit Pump-C | PUMP | PRP | MEC | MEC |  | 2010014010 | JSWPL-VJN-UTL-ETP | 2001 | A | 2001 | 2000 |  | 2022-11-18 | 2958465 |  |  | 001 | 001 |  |  | 2022-11-19 | 06090257 | 2022-11-19 | 06090257 | ETP | INST
R | VJ-P-B10-102D |  | STP Collection pit Pump-D | PUMP | PRP | MEC | MEC |  | 2010014010 | JSWPL-VJN-UTL-ETP | 2001 | A | 2001 | 2000 |  | 2022-11-18 | 2958465 |  |  | 001 | 001 |  |  | 2022-11-19 | 06090257 | 2022-11-19 | 06090257 | ETP | INST
R | VJ-P-B9-113A |  | Equalization tank Pump A | PUMP | PRP | MEC | MEC |  | 2010014010 | JSWPL-VJN-UTL-ETP | 2001 | A | 2001 | 2000 |  | 2022-11-18 | 2958465 |  |  | 001 | 001 |  |  | 2022-11-19 | 06090257 | 2022-11-19 | 06090257 | ETP | INST
R | VJ-P-B9-113B |  | Equalization tank Pump B | PUMP | PRP | MEC | MEC |  | 2010014010 | JSWPL-VJN-UTL-ETP | 2001 | A | 2001 | 2000 |  | 2022-11-18 | 2958465 |  |  | 001 | 001 |  |  | 2022-11-19 | 06090257 | 2022-11-19 | 06090257 | ETP | INST
R | VJ-P-BL101 |  | SCREW PUMP FOR BL-101 | PUMP | PRP | MEC | MEC |  | 2010011180 | JSWPL-VJN-PRC-BLE | 2001 | B | 2001 | 2000 |  | 2019-04-01 | 2958465 |  |  | 001 | 001 |  |  | 2019-07-31 | 06090583 | 2019-07-31 | 06090583 | Blender Section | INST
R | VJ-P-BL102 |  | SCREW PUMP FOR BL-102 | PUMP | PRP | MEC | MEC |  | 2010011180 | JSWPL-VJN-PRC-BLE | 2001 | B | 2001 | 2000 |  | 2019-04-01 | 2958465 |  |  | 001 | 001 |  |  | 2019-07-31 | 06090583 | 2019-07-31 | 06090583 | Blender Section | INST
R | VJ-P-BL103 |  | SCREW PUMP FOR BL-103 | PUMP | PRP | MEC | MEC |  | 2010011180 | JSWPL-VJN-PRC-BLE | 2001 | B | 2001 | 2000 |  | 2019-04-01 | 2958465 |  |  | 001 | 001 |  |  | 2019-07-31 | 06090583 | 2019-07-31 | 06090583 | Blender Section | INST
R | VJ-P-BL104 |  | SCREW PUMP FOR BL-104 | PUMP | PRP | MEC | MEC |  | 2010011180 | JSWPL-VJN-PRC-BLE | 2001 | B | 2001 | 2000 |  | 2019-04-01 | 2958465 |  |  | 001 | 001 |  |  | 2019-07-31 | 06090583 | 2019-07-31 | 06090583 | Blender Section | INST
R | VJ-P-BL105 |  | SCREW PUMP FOR BL-105 | PUMP | PRP | MEC | MEC |  | 2010011180 | JSWPL-VJN-PRC-BLE | 2001 | B | 2001 | 2000 |  | 2019-04-01 | 2958465 |  |  | 001 | 001 |  |  | 2019-07-31 | 06090583 | 2019-07-31 | 06090583 | Blender Section | INST
R | VJ-P-BL106 |  | SCREW PUMP FOR BL-106 | PUMP | PRP | MEC | MEC |  | 2010011180 | JSWPL-VJN-PRC-BLE | 2001 | B | 2001 | 2000 |  | 2019-04-01 | 2958465 |  |  | 001 | 001 |  |  | 2019-07-31 | 06090583 | 2019-07-31 | 06090583 | Blender Section | INST
R | VJ-P-BL107 |  | SCREW PUMP FOR BL-107 | PUMP | PRP | MEC | MEC |  | 2010011180 | JSWPL-VJN-PRC-BLE | 2001 | B | 2001 | 2000 |  | 2019-04-01 | 2958465 |  |  | 001 | 001 |  |  | 2019-07-31 | 06090583 | 2019-07-31 | 06090583 | Blender Section | INST
R | VJ-P-BL108 |  | SCREW PUMP FOR BL-108 | PUMP | PRP | MEC | MEC |  | 2010011180 | JSWPL-VJN-PRC-BLE | 2001 | B | 2001 | 2000 |  | 2019-04-01 | 2958465 |  |  | 001 | 001 |  |  | 2019-07-31 | 06090583 | 2019-07-31 | 06090583 | Blender Section | INST
R | VJ-P-BL109 |  | SCREW PUMP FOR BL-109 | PUMP | PRP | MEC | MEC |  | 2010011180 | JSWPL-VJN-PRC-BLE | 2001 | B | 2001 | 2000 |  | 2024-12-10 | 2958465 |  |  | 001 | 001 | 2025-01-28 | ACCPMSUP05 | 2025-01-21 | ACCPMSUP05 | 2025-01-21 | ACCPMSUP05 | Blender Section | INST
R | VJ-P-BL110 |  | SCREW PUMP FOR BL-110 | PUMP | PRP | MEC | MEC |  | 2010011180 | JSWPL-VJN-PRC-BLE | 2001 | B | 2001 | 2000 |  | 2024-12-10 | 2958465 |  |  | 001 | 001 | 2025-01-28 | ACCPMSUP05 | 2025-01-21 | ACCPMSUP05 | 2025-01-21 | ACCPMSUP05 | Blender Section | INST
R | VJ-P-BL111 |  | SCREW PUMP FOR BL-111 | PUMP | PRP | MEC | MEC |  | 2010011180 | JSWPL-VJN-PRC-BLE | 2001 | B | 2001 | 2000 |  | 2024-12-10 | 2958465 |  |  | 001 | 001 | 2025-01-28 | ACCPMSUP05 | 2025-01-21 | ACCPMSUP05 | 2025-01-21 | ACCPMSUP05 | Blender Section | INST
R | VJ-P-BL112 |  | SCREW PUMP FOR BL-112 | PUMP | PRP | MEC | MEC |  | 2010011180 | JSWPL-VJN-PRC-BLE | 2001 | B | 2001 | 2000 |  | 2024-12-10 | 2958465 |  |  | 001 | 001 | 2025-01-28 | ACCPMSUP05 | 2025-01-21 | ACCPMSUP05 | 2025-01-21 | ACCPMSUP05 | Blender Section | INST
R | VJ-P-BL115 |  | SCREW PUMP FOR BL-115 | PUMP | PRP | MEC | MEC |  | 2010011180 | JSWPL-VJN-PRC-BLE | 2001 | B | 2001 | 2000 |  | 2024-12-10 | 2958465 |  |  | 001 | 001 | 2025-01-28 | ACCPMSUP05 | 2025-01-21 | ACCPMSUP05 | 2025-01-21 | ACCPMSUP05 | Blender Section | INST
R | VJ-P-BL116 |  | SCREW PUMP FOR BL-116 | PUMP | PRP | MEC | MEC |  | 2010011180 | JSWPL-VJN-PRC-BLE | 2001 | B | 2001 | 2000 |  | 2024-12-10 | 2958465 |  |  | 001 | 001 | 2025-01-28 | ACCPMSUP05 | 2025-01-21 | ACCPMSUP05 | 2025-01-21 | ACCPMSUP05 | Blender Section | INST
R | VJ-P-BL117 |  | SCREW PUMP FOR BL-117 | PUMP | PRP | MEC | MEC |  | 2010011180 | JSWPL-VJN-PRC-BLE | 2001 | B | 2001 | 2000 |  | 2024-12-10 | 2958465 |  |  | 001 | 001 | 2025-01-28 | ACCPMSUP05 | 2025-01-21 | ACCPMSUP05 | 2025-01-21 | ACCPMSUP05 | Blender Section | INST
R | VJ-P-BL118 |  | SCREW PUMP FOR BL-118 | PUMP | PRP | MEC | MEC |  | 2010011180 | JSWPL-VJN-PRC-BLE | 2001 | B | 2001 | 2000 |  | 2024-12-10 | 2958465 |  |  | 001 | 001 | 2025-01-28 | ACCPMSUP05 | 2025-01-21 | ACCPMSUP05 | 2025-01-21 | ACCPMSUP05 | Blender Section | INST
R | VJ-P-BL119 |  | SCREW PUMP FOR BL-119 | PUMP | PRP | MEC | MEC |  | 2010011180 | JSWPL-VJN-PRC-BLE | 2001 | B | 2001 | 2000 |  | 2019-04-01 | 2958465 |  |  | 001 | 001 |  |  | 2019-07-31 | 06090583 | 2019-07-31 | 06090583 | Blender Section | INST
R | VJ-P-BL120 |  | SCREW PUMP FOR BL-120 | PUMP | PRP | MEC | MEC |  | 2010011180 | JSWPL-VJN-PRC-BLE | 2001 | B | 2001 | 2000 |  | 2019-04-01 | 2958465 |  |  | 001 | 001 |  |  | 2019-07-31 | 06090583 | 2019-07-31 | 06090583 | Blender Section | INST
R | VJ-P-BL121 |  | SCREW PUMP FOR BL-121 | PUMP | PRP | MEC | MEC |  | 2010011180 | JSWPL-VJN-PRC-BLE | 2001 | B | 2001 | 2000 |  | 2019-04-01 | 2958465 |  |  | 001 | 001 |  |  | 2019-07-31 | 06090583 | 2019-07-31 | 06090583 | Blender Section | INST
R | VJ-P-BL122 |  | SCREW PUMP FOR BL-122 | PUMP | PRP | MEC | MEC |  | 2010011180 | JSWPL-VJN-PRC-BLE | 2001 | B | 2001 | 2000 |  | 2019-04-01 | 2958465 |  |  | 001 | 001 |  |  | 2019-07-31 | 06090583 | 2019-07-31 | 06090583 | Blender Section | INST
R | VJ-P-BL123 |  | SCREW PUMP FOR BL-123 | PUMP | PRP | MEC | MEC |  | 2010011180 | JSWPL-VJN-PRC-BLE | 2001 | B | 2001 | 2000 |  | 2019-04-01 | 2958465 |  |  | 001 | 001 |  |  | 2019-07-31 | 06090583 | 2019-07-31 | 06090583 | Blender Section | INST
R | VJ-P-BL124 |  | SCREW PUMP FOR BL-124 | PUMP | PRP | MEC | MEC |  | 2010011180 | JSWPL-VJN-PRC-BLE | 2001 | B | 2001 | 2000 |  | 2019-04-01 | 2958465 |  |  | 001 | 001 |  |  | 2019-07-31 | 06090583 | 2019-07-31 | 06090583 | Blender Section | INST
R | VJ-P-BL125 |  | SCREW PUMP FOR BL-125 | PUMP | PRP | MEC | MEC |  | 2010011180 | JSWPL-VJN-PRC-BLE | 2001 | B | 2001 | 2000 |  | 2019-04-01 | 2958465 |  |  | 001 | 001 |  |  | 2019-07-31 | 06090583 | 2019-07-31 | 06090583 | Blender Section | INST
R | VJ-P-BL126 |  | SCREW PUMP FOR BL-126 | PUMP | PRP | MEC | MEC |  | 2010011180 | JSWPL-VJN-PRC-BLE | 2001 | B | 2001 | 2000 |  | 2019-04-01 | 2958465 |  |  | 001 | 001 |  |  | 2019-07-31 | 06090583 | 2019-07-31 | 06090583 | Blender Section | INST
R | VJ-P-BL127 |  | SCREW PUMP FOR BL-127 | PUMP | PRP | MEC | MEC |  | 2010011180 | JSWPL-VJN-PRC-BLE | 2001 | B | 2001 | 2000 |  | 2019-04-01 | 2958465 |  |  | 001 | 001 |  |  | 2019-07-31 | 06090583 | 2019-07-31 | 06090583 | Blender Section | INST
R | VJ-P-BL128 |  | SCREW PUMP FOR BL-128 | PUMP | PRP | MEC | MEC |  | 2010011180 | JSWPL-VJN-PRC-BLE | 2001 | B | 2001 | 2000 |  | 2019-04-01 | 2958465 |  |  | 001 | 001 |  |  | 2019-07-31 | 06090583 | 2019-07-31 | 06090583 | Blender Section | INST
R | VJ-P-BL129 |  | SCREW PUMP FOR BL-129 | PUMP | PRP | MEC | MEC |  | 2010011180 | JSWPL-VJN-PRC-BLE | 2001 | B | 2001 | 2000 |  | 2019-04-01 | 2958465 |  |  | 001 | 001 |  |  | 2019-07-31 | 06090583 | 2019-07-31 | 06090583 | Blender Section | INST
R | VJ-P-BL130 |  | SCREW PUMP FOR BL-130 | PUMP | PRP | MEC | MEC |  | 2010011180 | JSWPL-VJN-PRC-BLE | 2001 | B | 2001 | 2000 |  | 2019-04-01 | 2958465 |  |  | 001 | 001 |  |  | 2019-07-31 | 06090583 | 2019-07-31 | 06090583 | Blender Section | INST
R | VJ-P-C6-104 |  | H-DAF Recirculation Pump | PUMP | PRP | MEC | MEC |  | 2010014010 | JSWPL-VJN-UTL-ETP | 2001 | A | 2001 | 2000 |  | 2022-11-18 | 2958465 |  |  | 001 | 001 |  |  | 2022-11-19 | 06090257 | 2022-11-19 | 06090257 | ETP | INST
R | VJ-P-CHW-101A |  | PRIMARY PUMP | PUMP | PRP | MEC | MEC |  | 2010011220 | JSWPL-VJN-UTL-CHR | 2001 | B | 2001 | 2000 |  | 2019-04-01 | 2958465 |  |  | 001 | 001 |  |  | 2019-07-31 | 06090583 | 2019-07-31 | 06090583 | Chiller | INST
R | VJ-P-CHW-101B |  | PRIMARY PUMP | PUMP | PRP | MEC | MEC |  | 2010011220 | JSWPL-VJN-UTL-CHR | 2001 | B | 2001 | 2000 |  | 2019-04-01 | 2958465 |  |  | 001 | 001 |  |  | 2019-07-31 | 06090583 | 2019-07-31 | 06090583 | Chiller | INST
R | VJ-P-CHW-101C |  | SECONDARY PUMP | PUMP | PRP | MEC | MEC |  | 2010011220 | JSWPL-VJN-UTL-CHR | 2001 | B | 2001 | 2000 |  | 2019-04-01 | 2958465 |  |  | 001 | 001 |  |  | 2019-07-31 | 06090583 | 2019-07-31 | 06090583 | Chiller | INST
R | VJ-P-CHW-101D |  | SECONDARY PUMP | PUMP | PRP | MEC | MEC |  | 2010011220 | JSWPL-VJN-UTL-CHR | 2001 | B | 2001 | 2000 |  | 2019-04-01 | 2958465 |  |  | 001 | 001 |  |  | 2019-07-31 | 06090583 | 2019-07-31 | 06090583 | Chiller | INST
R | VJ-P-CT-101A |  | PUMP FOR COOLING TOWER | PUMP | PRP | MEC | MEC |  | 2010011220 | JSWPL-VJN-UTL-CTR | 2001 | B | 2001 | 2000 |  | 2019-04-01 | 2958465 |  |  | 001 | 001 |  |  | 2019-07-31 | 06090583 | 2019-07-31 | 06090583 | Cooling Tower | INST
R | VJ-P-CT-101B |  | PUMP FOR COOLING TOWER | PUMP | PRP | MEC | MEC |  | 2010011220 | JSWPL-VJN-UTL-CTR | 2001 | B | 2001 | 2000 |  | 2019-04-01 | 2958465 |  |  | 001 | 001 |  |  | 2019-07-31 | 06090583 | 2019-07-31 | 06090583 | Cooling Tower | INST
R | VJ-P-CT-101C |  | PUMP FOR COOLING TOWER | PUMP | PRP | MEC | MEC |  | 2010011220 | JSWPL-VJN-UTL-CTR | 2001 | B | 2001 | 2000 |  | 2019-04-01 | 2958465 |  |  | 001 | 001 |  |  | 2019-07-31 | 06090583 | 2019-07-31 | 06090583 | Cooling Tower | INST
R | VJ-P-E7-106A |  | Clarifier-1 Pump-A | PUMP | PRP | MEC | MEC |  | 2010014010 | JSWPL-VJN-UTL-ETP | 2001 | A | 2001 | 2000 |  | 2022-11-18 | 2958465 |  |  | 001 | 001 |  |  | 2022-11-19 | 06090257 | 2022-11-19 | 06090257 | ETP | INST
R | VJ-P-E7-106B |  | Clarifier-1 Pump-B | PUMP | PRP | MEC | MEC |  | 2010014010 | JSWPL-VJN-UTL-ETP | 2001 | A | 2001 | 2000 |  | 2022-11-18 | 2958465 |  |  | 001 | 001 |  |  | 2022-11-19 | 06090257 | 2022-11-19 | 06090257 | ETP | INST
R | VJ-P-E7-112A |  | Clarifier-2 Pump-A | PUMP | PRP | MEC | MEC |  | 2010014010 | JSWPL-VJN-UTL-ETP | 2001 | A | 2001 | 2000 |  | 2022-11-18 | 2958465 |  |  | 001 | 001 |  |  | 2022-11-19 | 06090257 | 2022-11-19 | 06090257 | ETP | INST
R | VJ-P-E7-112B |  | Clarifier-2 Pump-B | PUMP | PRP | MEC | MEC |  | 2010014010 | JSWPL-VJN-UTL-ETP | 2001 | A | 2001 | 2000 |  | 2022-11-18 | 2958465 |  |  | 001 | 001 |  |  | 2022-11-19 | 06090257 | 2022-11-19 | 06090257 | ETP | INST
R | VJ-P-H1-104A |  | SUF Sludge pump A | PUMP | PRP | MEC | MEC |  | 2010014010 | JSWPL-VJN-UTL-ETP | 2001 | A | 2001 | 2000 |  | 2023-04-01 | 2958465 |  |  | 001 | 001 |  |  | 2023-04-04 | ACCPMSUP05 | 2023-04-04 | ACCPMSUP05 | ETP | INST
R | VJ-P-H1-104B |  | SUF Sludge pump B | PUMP | PRP | MEC | MEC |  | 2010014010 | JSWPL-VJN-UTL-ETP | 2001 | A | 2001 | 2000 |  | 2023-04-01 | 2958465 |  |  | 001 | 001 |  |  | 2023-04-04 | ACCPMSUP05 | 2023-04-04 | ACCPMSUP05 | ETP | INST
R | VJ-P-H1-105A |  | SUF Permeate Pump A | PUMP | PRP | MEC | MEC |  | 2010014010 | JSWPL-VJN-UTL-ETP | 2001 | A | 2001 | 2000 |  | 2023-04-01 | 2958465 |  |  | 001 | 001 |  |  | 2023-04-04 | ACCPMSUP05 | 2023-04-04 | ACCPMSUP05 | ETP | INST
R | VJ-P-H1-105B |  | SUF Permeate Pump B | PUMP | PRP | MEC | MEC |  | 2010014010 | JSWPL-VJN-UTL-ETP | 2001 | A | 2001 | 2000 |  | 2023-04-01 | 2958465 |  |  | 001 | 001 |  |  | 2023-04-04 | ACCPMSUP05 | 2023-04-04 | ACCPMSUP05 | ETP | INST
R | VJ-P-H1-106 |  | SUF backwash Pump | PUMP | PRP | MEC | MEC |  | 2010014010 | JSWPL-VJN-UTL-ETP | 2001 | A | 2001 | 2000 |  | 2023-04-01 | 2958465 |  |  | 001 | 001 |  |  | 2023-04-04 | ACCPMSUP05 | 2023-04-04 | ACCPMSUP05 | ETP | INST
R | VJ-P-HW-101A |  | HIGH PRESSURE WATER PUMP | PUMP | PRP | MEC | MEC |  | 2010011220 | JSWPL-VJN-UTL | 2001 | B | 2001 | 2000 |  | 2019-04-01 | 2958465 |  |  | 001 | 001 |  |  | 2019-07-31 | 06090583 | 2019-07-31 | 06090583 | Utility section | INST
R | VJ-P-HW-101B |  | HIGH PRESSURE WATER PUMP | PUMP | PRP | MEC | MEC |  | 2010011220 | JSWPL-VJN-UTL | 2001 | B | 2001 | 2000 |  | 2019-04-01 | 2958465 |  |  | 001 | 001 |  |  | 2019-07-31 | 06090583 | 2019-07-31 | 06090583 | Utility section | INST
R | VJ-P-J2-102A |  | RO Feed Pump-A | PUMP | PRP | MEC | MEC |  | 2010014010 | JSWPL-VJN-UTL-ETP | 2001 | A | 2001 | 2000 |  | 2023-04-01 | 2958465 |  |  | 001 | 001 |  |  | 2023-04-04 | ACCPMSUP05 | 2023-04-04 | ACCPMSUP05 | ETP | INST
R | VJ-P-J2-102B |  | RO Feed Pump-B | PUMP | PRP | MEC | MEC |  | 2010014010 | JSWPL-VJN-UTL-ETP | 2001 | A | 2001 | 2000 |  | 2023-04-01 | 2958465 |  |  | 001 | 001 |  |  | 2023-04-04 | ACCPMSUP05 | 2023-04-04 | ACCPMSUP05 | ETP | INST
R | VJ-P-J2-110 |  | RO High Pressure Pump | PUMP | PRP | MEC | MEC |  | 2010014010 | JSWPL-VJN-UTL-ETP | 2001 | A | 2001 | 2000 |  | 2023-04-01 | 2958465 |  |  | 001 | 001 |  |  | 2023-04-04 | ACCPMSUP05 | 2023-04-04 | ACCPMSUP05 | ETP | INST
R | VJ-P-J2-118A |  | RO Reject tank Pump-A | PUMP | PRP | MEC | MEC |  | 2010014010 | JSWPL-VJN-UTL-ETP | 2001 | A | 2001 | 2000 |  | 2023-04-01 | 2958465 |  |  | 001 | 001 |  |  | 2023-04-04 | ACCPMSUP05 | 2023-04-04 | ACCPMSUP05 | ETP | INST
R | VJ-P-J2-118B |  | RO Reject tank Pump-B | PUMP | PRP | MEC | MEC |  | 2010014010 | JSWPL-VJN-UTL-ETP | 2001 | A | 2001 | 2000 |  | 2023-04-01 | 2958465 |  |  | 001 | 001 |  |  | 2023-04-04 | ACCPMSUP05 | 2023-04-04 | ACCPMSUP05 | ETP | INST
R | VJ-P-J2-119A |  | RO Permeate tank Pump-A | PUMP | PRP | MEC | MEC |  | 2010014010 | JSWPL-VJN-UTL-ETP | 2001 | A | 2001 | 2000 |  | 2023-04-01 | 2958465 |  |  | 001 | 001 |  |  | 2023-04-04 | ACCPMSUP05 | 2023-04-04 | ACCPMSUP05 | ETP | INST
R | VJ-P-J2-119B |  | RO Permeate tank Pump-B | PUMP | PRP | MEC | MEC |  | 2010014010 | JSWPL-VJN-UTL-ETP | 2001 | A | 2001 | 2000 |  | 2023-04-01 | 2958465 |  |  | 001 | 001 |  |  | 2023-04-04 | ACCPMSUP05 | 2023-04-04 | ACCPMSUP05 | ETP | INST
R | VJ-P-L8-102A |  | Decanter feed pump A | PUMP | PRP | MEC | MEC |  | 2010014010 | JSWPL-VJN-UTL-ETP | 2001 | A | 2001 | 2000 |  | 2022-11-18 | 2958465 |  |  | 001 | 001 |  |  | 2022-11-19 | 06090257 | 2022-11-19 | 06090257 | ETP | INST
R | VJ-P-L8-102B |  | Decanter feed pump B | PUMP | PRP | MEC | MEC |  | 2010014010 | JSWPL-VJN-UTL-ETP | 2001 | A | 2001 | 2000 |  | 2022-11-18 | 2958465 |  |  | 001 | 001 |  |  | 2022-11-19 | 06090257 | 2022-11-19 | 06090257 | ETP | INST
R | VJ-P-M2-105A |  | Septic tank pump-A | PUMP | PRP | MEC | MEC |  | 2010014010 | JSWPL-VJN-UTL-ETP | 2001 | A | 2001 | 2000 |  | 2022-11-18 | 2958465 |  |  | 001 | 001 |  |  | 2022-11-19 | 06090257 | 2022-11-19 | 06090257 | ETP | INST
R | VJ-P-M2-105B |  | Septic tank pump-B | PUMP | PRP | MEC | MEC |  | 2010014010 | JSWPL-VJN-UTL-ETP | 2001 | A | 2001 | 2000 |  | 2022-11-18 | 2958465 |  |  | 001 | 001 |  |  | 2022-11-19 | 06090257 | 2022-11-19 | 06090257 | ETP | INST
R | VJ-P-SC101A |  | PUMP FOR SCRUBBER | PUMP | PRP | MEC | MEC |  | 2010011230 | JSWPL-VJN-PRC | 2001 | B | 2001 | 2000 |  | 2019-04-01 | 2958465 |  |  | 001 | 001 |  |  | 2019-07-31 | 06090583 | 2019-07-31 | 06090583 | Processing Block | INST
R | VJ-P-SC101B |  | PUMP FOR SCRUBBER | PUMP | PRP | MEC | MEC |  | 2010011230 | JSWPL-VJN-PRC | 2001 | B | 2001 | 2000 |  | 2019-04-01 | 2958465 |  |  | 001 | 001 |  |  | 2019-07-31 | 06090583 | 2019-07-31 | 06090583 | Processing Block | INST
R | VJ-P-T-128A |  | SOFT WATER TRANSFER PUMP FOR PROCESS | PUMP | UTY | MEC | MEC |  | 2010011220 | JSWPL-VJN-RMH-PWT | 2001 | B | 2001 | 2000 |  | 2019-04-01 | 2958465 |  |  | 001 | 001 |  |  | 2019-07-31 | 06090583 | 2019-07-31 | 06090583 | Process Water | INST
R | VJ-P-T-128B |  | SOFT WATER TRANSFER PUMP FOR PROCESS | PUMP | UTY | MEC | MEC |  | 2010011220 | JSWPL-VJN-RMH-PWT | 2001 | B | 2001 | 2000 |  | 2019-04-01 | 2958465 |  |  | 001 | 001 |  |  | 2019-07-31 | 06090583 | 2019-07-31 | 06090583 | Process Water | INST
R | VJ-P-T-128C |  | SOFT WATER TRANSFER PUMP FOR PROCESS | PUMP | UTY | MEC | MEC |  | 2010011220 | JSWPL-VJN-RMH-PWT | 2001 | B | 2001 | 2000 |  | 2019-04-01 | 2958465 |  |  | 001 | 001 |  |  | 2019-07-31 | 06090583 | 2019-07-31 | 06090583 | Process Water | INST
R | VJ-P-T-130 |  | AODD PUMP FOR T-130 | DIAPRM_PMP | PRP | MEC | MEC |  | 2010011060 | JSWPL-VJN-RMH-DYT | 2001 | B | 2001 | 2000 |  | 2019-04-01 | 2958465 |  |  | 001 | 001 |  |  | 2019-07-31 | 06090583 | 2019-07-31 | 06090583 | Day Tank | INST
R | VJ-P-T-133A |  | AODD PUMP FOR T-133 | DIAPRM_PMP | PRP | MEC | MEC |  | 2010011060 | JSWPL-VJN-RMH-DYT | 2001 | B | 2001 | 2000 |  | 2019-04-01 | 2958465 |  |  | 001 | 001 |  |  | 2019-07-31 | 06090583 | 2019-07-31 | 06090583 | Day Tank | INST
R | VJ-P-T-133B |  | AODD PUMP FOR BARREL UNLOADING TO T-133 | DIAPRM_PMP | PRP | MEC | MEC |  | 2010011060 | JSWPL-VJN-RMH-DYT | 2001 | B | 2001 | 2000 |  | 2019-04-01 | 2958465 |  |  | 001 | 001 |  |  | 2019-07-31 | 06090583 | 2019-07-31 | 06090583 | Day Tank | INST
R | VJ-P-T-134A |  | AODD PUMP FOR T-134 | DIAPRM_PMP | PRP | MEC | MEC |  | 2010011060 | JSWPL-VJN-RMH-DYT | 2001 | B | 2001 | 2000 |  | 2019-04-01 | 2958465 |  |  | 001 | 001 |  |  | 2019-07-31 | 06090583 | 2019-07-31 | 06090583 | Day Tank | INST
R | VJ-P-T-134B |  | AODD PUMP FOR BARREL UNLOADING TO T-134 | DIAPRM_PMP | PRP | MEC | MEC |  | 2010011060 | JSWPL-VJN-RMH-DYT | 2001 | B | 2001 | 2000 |  | 2019-04-01 | 2958465 |  |  | 001 | 001 |  |  | 2019-07-31 | 06090583 | 2019-07-31 | 06090583 | Day Tank | INST
R | VJ-P-T-135 |  | AODD PUMP FOR T-135 | DIAPRM_PMP | PRP | MEC | MEC |  | 2010011060 | JSWPL-VJN-RMH-DYT | 2001 | B | 2001 | 2000 |  | 2019-04-01 | 2958465 |  |  | 001 | 001 |  |  | 2019-07-31 | 06090583 | 2019-07-31 | 06090583 | Day Tank | INST
R | VJ-P-T-136 |  | AODD PUMP FOR T-136 | DIAPRM_PMP | PRP | MEC | MEC |  | 2010011060 | JSWPL-VJN-RMH-DYT | 2001 | B | 2001 | 2000 |  | 2019-04-01 | 2958465 |  |  | 001 | 001 |  |  | 2019-07-31 | 06090583 | 2019-07-31 | 06090583 | Day Tank | INST
R | VJ-P-T-137 |  | AODD PUMP FOR T-137 | DIAPRM_PMP | PRP | MEC | MEC |  | 2010011060 | JSWPL-VJN-RMH-DYT | 2001 | B | 2001 | 2000 |  | 2019-04-01 | 2958465 |  |  | 001 | 001 |  |  | 2019-07-31 | 06090583 | 2019-07-31 | 06090583 | Day Tank | INST
R | VJ-P-T-138 |  | AODD PUMP FOR T-138 | DIAPRM_PMP | PRP | MEC | MEC |  | 2010011060 | JSWPL-VJN-RMH-DYT | 2001 | B | 2001 | 2000 |  | 2019-04-01 | 2958465 |  |  | 001 | 001 |  |  | 2019-07-31 | 06090583 | 2019-07-31 | 06090583 | Day Tank | INST
R | VJ-P-T-139A |  | AODD PUMP FOR T-139 | DIAPRM_PMP | PRP | MEC | MEC |  | 2010011060 | JSWPL-VJN-RMH-DYT | 2001 | B | 2001 | 2000 |  | 2019-04-01 | 2958465 |  |  | 001 | 001 |  |  | 2019-07-31 | 06090583 | 2019-07-31 | 06090583 | Day Tank | INST
R | VJ-P-T-140A |  | AODD PUMP FOR T-140 | DIAPRM_PMP | PRP | MEC | MEC |  | 2010011060 | JSWPL-VJN-RMH-DYT | 2001 | B | 2001 | 2000 |  | 2019-04-01 | 2958465 |  |  | 001 | 001 |  |  | 2019-07-31 | 06090583 | 2019-07-31 | 06090583 | Day Tank | INST
R | VJ-P-T-142A |  | AODD PUMP FOR PIGMENT ORANGE 34 COLORANT | DIAPRM_PMP | PRP | MEC | MEC |  | 2010011060 | JSWPL-VJN-RMH-DYT | 2001 | B | 2001 | 2000 |  | 2019-04-01 | 2958465 |  |  | 001 | 001 |  |  | 2019-07-31 | 06090583 | 2019-07-31 | 06090583 | Day Tank | INST
R | VJ-P-T-142B |  | AODD PUMP FOR PIGMENT RED 3 COLORANT | DIAPRM_PMP | PRP | MEC | MEC |  | 2010011060 | JSWPL-VJN-RMH-DYT | 2001 | B | 2001 | 2000 |  | 2019-04-01 | 2958465 |  |  | 001 | 001 |  |  | 2019-07-31 | 06090583 | 2019-07-31 | 06090583 | Day Tank | INST
R | VJ-P-T-143A |  | AODD PUMP FOR PIGMENT ORANGE 34 COLORANT | DIAPRM_PMP | PRP | MEC | MEC |  | 2010011060 | JSWPL-VJN-RMH-DYT | 2001 | B | 2001 | 2000 |  | 2019-04-01 | 2958465 |  |  | 001 | 001 |  |  | 2019-07-31 | 06090583 | 2019-07-31 | 06090583 | Day Tank | INST
R | VJ-P-T-143B |  | AODD PUMP FOR PIGMENT RED 3 COLORANT | DIAPRM_PMP | PRP | MEC | MEC |  | 2010011060 | JSWPL-VJN-RMH-DYT | 2001 | B | 2001 | 2000 |  | 2019-04-01 | 2958465 |  |  | 001 | 001 |  |  | 2019-07-31 | 06090583 | 2019-07-31 | 06090583 | Day Tank | INST
R | VJ-P-T-144A |  | AODD PUMP FOR PIGMENT YELLOW 83 COLORANT | DIAPRM_PMP | PRP | MEC | MEC |  | 2010011060 | JSWPL-VJN-RMH-DYT | 2001 | B | 2001 | 2000 |  | 2019-04-01 | 2958465 |  |  | 001 | 001 |  |  | 2019-07-31 | 06090583 | 2019-07-31 | 06090583 | Day Tank | INST
R | VJ-P-T-144B |  | AODD PUMP FOR PIGMENT YELLOW 74 COLORANT | DIAPRM_PMP | PRP | MEC | MEC |  | 2010011060 | JSWPL-VJN-RMH-DYT | 2001 | B | 2001 | 2000 |  | 2019-04-01 | 2958465 |  |  | 001 | 001 |  |  | 2019-07-31 | 06090583 | 2019-07-31 | 06090583 | Day Tank | INST
R | VJ-P-T-145A |  | AODD PUMP FOR YELLOW OXIDE COLORANT | DIAPRM_PMP | PRP | MEC | MEC |  | 2010011060 | JSWPL-VJN-RMH-DYT | 2001 | B | 2001 | 2000 |  | 2019-04-01 | 2958465 |  |  | 001 | 001 |  |  | 2019-07-31 | 06090583 | 2019-07-31 | 06090583 | Day Tank | INST
R | VJ-P-T-145B |  | AODD PUMP FOR PIGMENT GREEN 7 COLORANT | DIAPRM_PMP | PRP | MEC | MEC |  | 2010011060 | JSWPL-VJN-RMH-DYT | 2001 | B | 2001 | 2000 |  | 2019-04-01 | 2958465 |  |  | 001 | 001 |  |  | 2019-07-31 | 06090583 | 2019-07-31 | 06090583 | Day Tank | INST
R | VJ-P-T-146A |  | AODD PUMP FOR PIGMENT BLACK 7 COLORANT | DIAPRM_PMP | PRP | MEC | MEC |  | 2010011060 | JSWPL-VJN-RMH-DYT | 2001 | B | 2001 | 2000 |  | 2019-04-01 | 2958465 |  |  | 001 | 001 |  |  | 2019-07-31 | 06090583 | 2019-07-31 | 06090583 | Day Tank | INST
R | VJ-P-T-146B |  | AODD PUMP FOR ALPHA BLUE PB 15:1 | DIAPRM_PMP | PRP | MEC | MEC |  | 2010011060 | JSWPL-VJN-RMH-DYT | 2001 | B | 2001 | 2000 |  | 2019-04-01 | 2958465 |  |  | 001 | 001 |  |  | 2019-07-31 | 06090583 | 2019-07-31 | 06090583 | Day Tank | INST
R | VJ-P-T-146C |  | AODD PUMP FOR BETA BLUE PB 15:3 COLORANT | DIAPRM_PMP | PRP | MEC | MEC |  | 2010011060 | JSWPL-VJN-RMH-DYT | 2001 | B | 2001 | 2000 |  | 2019-04-01 | 2958465 |  |  | 001 | 001 |  |  | 2019-07-31 | 06090583 | 2019-07-31 | 06090583 | Day Tank | INST
R | VJ-P-T-146D |  | AODD PUMP FOR PIGMENT VOILET 23 COLORANT | DIAPRM_PMP | PRP | MEC | MEC |  | 2010011060 | JSWPL-VJN-RMH-DYT | 2001 | B | 2001 | 2000 |  | 2019-04-01 | 2958465 |  |  | 001 | 001 |  |  | 2019-07-31 | 06090583 | 2019-07-31 | 06090583 | Day Tank | INST
R | VJ-P-T-146E |  | AODD PUMP FOR PIGMENT WHITE TINT | DIAPRM_PMP | PRP | MEC | MEC |  | 2010011060 | JSWPL-VJN-RMH-DYT | 2001 | B | 2001 | 2000 |  | 2019-04-01 | 2958465 |  |  | 001 | 001 |  |  | 2019-07-31 | 06090583 | 2019-07-31 | 06090583 | Day Tank | INST
R | VJ-P-T-146F |  | AODD PUMP FOR PIGMENT WHITE TINT | DIAPRM_PMP | PRP | MEC | MEC |  | 2010011060 | JSWPL-VJN-RMH-DYT | 2001 | B | 2001 | 2000 |  | 2019-04-01 | 2958465 |  |  | 001 | 001 |  |  | 2019-07-31 | 06090583 | 2019-07-31 | 06090583 | Day Tank | INST
R | VJ-P-T-147 |  | AODD PUMP FOR T-147 | DIAPRM_PMP | PRP | MEC | MEC |  | 2010011060 | JSWPL-VJN-RMH-DYT | 2001 | B | 2001 | 2000 |  | 2019-04-01 | 2958465 |  |  | 001 | 001 |  |  | 2019-07-31 | 06090583 | 2019-07-31 | 06090583 | Day Tank | INST
R | VJ-P-T-148 |  | AODD PUMP FOR T-148 | DIAPRM_PMP | PRP | MEC | MEC |  | 2010011060 | JSWPL-VJN-RMH-DYT | 2001 | B | 2001 | 2000 |  | 2019-04-01 | 2958465 |  |  | 001 | 001 |  |  | 2019-07-31 | 06090583 | 2019-07-31 | 06090583 | Day Tank | INST
R | VJ-P-T-150 |  | AODD PUMP FOR T-150 | DIAPRM_PMP | PRP | MEC | MEC |  | 2010011060 | JSWPL-VJN-RMH-DYT | 2001 | B | 2001 | 2000 |  | 2019-04-01 | 2958465 |  |  | 001 | 001 |  |  | 2019-07-31 | 06090583 | 2019-07-31 | 06090583 | Day Tank | INST
R | VJ-P-T-151 |  | AODD PUMP FOR T-151 | DIAPRM_PMP | PRP | MEC | MEC |  | 2010011060 | JSWPL-VJN-RMH-DYT | 2001 | B | 2001 | 2000 |  | 2019-04-01 | 2958465 |  |  | 001 | 001 |  |  | 2019-07-31 | 06090583 | 2019-07-31 | 06090583 | Day Tank | INST
R | VJ-P-T-152A |  | AODD PUMP FOR T-152 | DIAPRM_PMP | PRP | MEC | MEC |  | 2010011060 | JSWPL-VJN-RMH-DYT | 2001 | B | 2001 | 2000 |  | 2019-04-01 | 2958465 |  |  | 001 | 001 |  |  | 2019-07-31 | 06090583 | 2019-07-31 | 06090583 | Day Tank | INST
R | VJ-P-T-152B |  | AODD PUMP FOR BARREL UNLOADING TO T-152 | DIAPRM_PMP | PRP | MEC | MEC |  | 2010011060 | JSWPL-VJN-RMH-DYT | 2001 | B | 2001 | 2000 |  | 2019-04-01 | 2958465 |  |  | 001 | 001 |  |  | 2019-07-31 | 06090583 | 2019-07-31 | 06090583 | Day Tank | INST
R | VJ-P-T-159A |  | AODD PUMP FOR T-159 | DIAPRM_PMP | PRP | MEC | MEC |  | 2010011060 | JSWPL-VJN-RMH-DYT | 2001 | B | 2001 | 2000 |  | 2019-04-01 | 2958465 |  |  | 001 | 001 |  |  | 2019-07-31 | 06090583 | 2019-07-31 | 06090583 | Day Tank | INST
R | VJ-P-T-159B |  | AODD PUMP FOR BARREL UNLOADING TO T-159 | DIAPRM_PMP | PRP | MEC | MEC |  | 2010011060 | JSWPL-VJN-RMH-DYT | 2001 | B | 2001 | 2000 |  | 2019-04-01 | 2958465 |  |  | 001 | 001 |  |  | 2019-07-31 | 06090583 | 2019-07-31 | 06090583 | Day Tank | INST
R | VJ-P-T-160 |  | AODD PUMP FOR T-160 | DIAPRM_PMP | PRP | MEC | MEC |  | 2010011060 | JSWPL-VJN-RMH-DYT | 2001 | B | 2001 | 2000 |  | 2019-04-01 | 2958465 |  |  | 001 | 001 |  |  | 2019-07-31 | 06090583 | 2019-07-31 | 06090583 | Day Tank | INST
R | VJ-P-T-161 |  | AODD PUMP FOR T-161 | DIAPRM_PMP | PRP | MEC | MEC |  | 2010011060 | JSWPL-VJN-RMH-DYT | 2001 | B | 2001 | 2000 |  | 2019-04-01 | 2958465 |  |  | 001 | 001 |  |  | 2019-07-31 | 06090583 | 2019-07-31 | 06090583 | Day Tank | INST
R | VJ-P-T-164 |  | AODD PUMP FOR T-164 | DIAPRM_PMP | PRP | MEC | MEC |  | 2010011060 | JSWPL-VJN-RMH-DYT | 2001 | B | 2001 | 2000 |  | 2019-04-01 | 2958465 |  |  | 001 | 001 |  |  | 2019-07-31 | 06090583 | 2019-07-31 | 06090583 | Day Tank | INST
R | VJ-P-T-171 |  | AODD PUMP FOR INTERMEDIATE TANK (WHITE) | DIAPRM_PMP | PRP | MEC | MEC |  | 2010011210 | JSWPL-VJN-PRC-WWS | 2001 | A | 2001 | 2000 |  | 2019-04-01 | 2958465 |  |  | 001 | 001 |  |  | 2019-07-31 | 06090583 | 2019-07-31 | 06090583 | Wash Water System | INST
R | VJ-P-T-172 |  | AODD PUMP FOR INTERMEDIATE TANK (WHITE) | DIAPRM_PMP | PRP | MEC | MEC |  | 2010011210 | JSWPL-VJN-PRC-WWS | 2001 | A | 2001 | 2000 |  | 2019-04-01 | 2958465 |  |  | 001 | 001 |  |  | 2019-07-31 | 06090583 | 2019-07-31 | 06090583 | Wash Water System | INST
R | VJ-P-T-173A |  | AODD PUMP FOR INTERMEDIATE TANK (WHITE) | DIAPRM_PMP | PRP | MEC | MEC |  | 2010011210 | JSWPL-VJN-PRC-WWS | 2001 | A | 2001 | 2000 |  | 2019-04-01 | 2958465 |  |  | 001 | 001 |  |  | 2019-07-31 | 06090583 | 2019-07-31 | 06090583 | Wash Water System | INST
R | VJ-P-T-173B |  | AODD PUMP FOR INTERMEDIATE TANK (WHITE) | DIAPRM_PMP | PRP | MEC | MEC |  | 2010011210 | JSWPL-VJN-PRC-WWS | 2001 | A | 2001 | 2000 |  | 2019-04-01 | 2958465 |  |  | 001 | 001 |  |  | 2019-07-31 | 06090583 | 2019-07-31 | 06090583 | Wash Water System | INST
R | VJ-P-T-174 |  | AODD PUMP FOR INTERMEDIATE TANK (RED) | DIAPRM_PMP | PRP | MEC | MEC |  | 2010011210 | JSWPL-VJN-PRC-WWS | 2001 | B | 2001 | 2000 |  | 2019-04-01 | 2958465 |  |  | 001 | 001 |  |  | 2019-07-31 | 06090583 | 2019-07-31 | 06090583 | Wash Water System | INST
R | VJ-P-T-175 |  | AODD PUMP FOR INTERMEDIATE TANK (YELLOW) | DIAPRM_PMP | PRP | MEC | MEC |  | 2010011210 | JSWPL-VJN-PRC-WWS | 2001 | B | 2001 | 2000 |  | 2019-04-01 | 2958465 |  |  | 001 | 001 |  |  | 2019-07-31 | 06090583 | 2019-07-31 | 06090583 | Wash Water System | INST
R | VJ-P-T-176 |  | AODD PUMP FOR INTERMEDIATE TANK (BLACK) | DIAPRM_PMP | PRP | MEC | MEC |  | 2010011210 | JSWPL-VJN-PRC-WWS | 2001 | B | 2001 | 2000 |  | 2019-04-01 | 2958465 |  |  | 001 | 001 |  |  | 2019-07-31 | 06090583 | 2019-07-31 | 06090583 | Wash Water System | INST
R | VJ-P-T-177 |  | AODD PUMP FOR INTERMEDIATE TANK (BROWN) | DIAPRM_PMP | PRP | MEC | MEC |  | 2010011210 | JSWPL-VJN-PRC-WWS | 2001 | B | 2001 | 2000 |  | 2019-04-01 | 2958465 |  |  | 001 | 001 |  |  | 2019-07-31 | 06090583 | 2019-07-31 | 06090583 | Wash Water System | INST
R | VJ-P-T-178 |  | AODD PUMP FOR INTERMEDIATE TANK (BLUE) | DIAPRM_PMP | PRP | MEC | MEC |  | 2010011210 | JSWPL-VJN-PRC-WWS | 2001 | B | 2001 | 2000 |  | 2019-04-01 | 2958465 |  |  | 001 | 001 |  |  | 2019-07-31 | 06090583 | 2019-07-31 | 06090583 | Wash Water System | INST
R | VJ-P-T-179 |  | AODD PUMP FOR INTERMEDIATE TANK (GREEN) | DIAPRM_PMP | PRP | MEC | MEC |  | 2010011210 | JSWPL-VJN-PRC-WWS | 2001 | B | 2001 | 2000 |  | 2019-04-01 | 2958465 |  |  | 001 | 001 |  |  | 2019-07-31 | 06090583 | 2019-07-31 | 06090583 | Wash Water System | INST
R | VJ-P-T-180 |  | AODD PUMP FOR WHITE WASH WATER TANK | DIAPRM_PMP | PRP | MEC | MEC |  | 2010011210 | JSWPL-VJN-PRC-WWS | 2001 | B | 2001 | 2000 |  | 2019-04-01 | 2958465 |  |  | 001 | 001 |  |  | 2019-07-31 | 06090583 | 2019-07-31 | 06090583 | Wash Water System | INST
R | VJ-P-T-181 |  | AODD PUMP FOR WHITE WASH WATER TANK | DIAPRM_PMP | PRP | MEC | MEC |  | 2010011210 | JSWPL-VJN-PRC-WWS | 2001 | B | 2001 | 2000 |  | 2019-04-01 | 2958465 |  |  | 001 | 001 |  |  | 2019-07-31 | 06090583 | 2019-07-31 | 06090583 | Wash Water System | INST
R | VJ-P-T-182 |  | AODD PUMP FOR WHITE WASH WATER TANK | DIAPRM_PMP | PRP | MEC | MEC |  | 2010011210 | JSWPL-VJN-PRC-WWS | 2001 | B | 2001 | 2000 |  | 2019-04-01 | 2958465 |  |  | 001 | 001 |  |  | 2019-07-31 | 06090583 | 2019-07-31 | 06090583 | Wash Water System | INST
R | VJ-P-T-183 |  | AODD PUMP FOR WHITE WASH WATER TANK | DIAPRM_PMP | PRP | MEC | MEC |  | 2010011210 | JSWPL-VJN-PRC-WWS | 2001 | B | 2001 | 2000 |  | 2019-04-01 | 2958465 |  |  | 001 | 001 |  |  | 2019-07-31 | 06090583 | 2019-07-31 | 06090583 | Wash Water System | INST
R | VJ-P-T-184 |  | AODD PUMP FOR WHITE WASH WATER TANK | DIAPRM_PMP | PRP | MEC | MEC |  | 2010011210 | JSWPL-VJN-PRC-WWS | 2001 | B | 2001 | 2000 |  | 2019-04-01 | 2958465 |  |  | 001 | 001 |  |  | 2019-07-31 | 06090583 | 2019-07-31 | 06090583 | Wash Water System | INST
R | VJ-P-T-185 |  | AODD PUMP FOR WASH WATER TANK (RED) | DIAPRM_PMP | PRP | MEC | MEC |  | 2010011210 | JSWPL-VJN-PRC-WWS | 2001 | B | 2001 | 2000 |  | 2019-04-01 | 2958465 |  |  | 001 | 001 |  |  | 2019-07-31 | 06090583 | 2019-07-31 | 06090583 | Wash Water System | INST
R | VJ-P-T-186 |  | AODD PUMP FOR WASH WATER TANK (RED) | DIAPRM_PMP | PRP | MEC | MEC |  | 2010011210 | JSWPL-VJN-PRC-WWS | 2001 | B | 2001 | 2000 |  | 2019-04-01 | 2958465 |  |  | 001 | 001 |  |  | 2019-07-31 | 06090583 | 2019-07-31 | 06090583 | Wash Water System | INST
R | VJ-P-T-187 |  | AODD PUMP FOR WASH WATER TANK (RED) | DIAPRM_PMP | PRP | MEC | MEC |  | 2010011210 | JSWPL-VJN-PRC-WWS | 2001 | B | 2001 | 2000 |  | 2019-04-01 | 2958465 |  |  | 001 | 001 |  |  | 2019-07-31 | 06090583 | 2019-07-31 | 06090583 | Wash Water System | INST
R | VJ-P-T-188 |  | AODD PUMP FOR WASH WATER TANK (RED) | DIAPRM_PMP | PRP | MEC | MEC |  | 2010011210 | JSWPL-VJN-PRC-WWS | 2001 | B | 2001 | 2000 |  | 2019-04-01 | 2958465 |  |  | 001 | 001 |  |  | 2019-07-31 | 06090583 | 2019-07-31 | 06090583 | Wash Water System | INST
R | VJ-P-T-189 |  | AODD PUMP FOR WASH WATER TANK (YELLOW) | DIAPRM_PMP | PRP | MEC | MEC |  | 2010011210 | JSWPL-VJN-PRC-WWS | 2001 | B | 2001 | 2000 |  | 2019-04-01 | 2958465 |  |  | 001 | 001 |  |  | 2019-07-31 | 06090583 | 2019-07-31 | 06090583 | Wash Water System | INST
R | VJ-P-T-190 |  | AODD PUMP FOR WASH WATER TANK (YELLOW) | DIAPRM_PMP | PRP | MEC | MEC |  | 2010011210 | JSWPL-VJN-PRC-WWS | 2001 | B | 2001 | 2000 |  | 2019-04-01 | 2958465 |  |  | 001 | 001 |  |  | 2019-07-31 | 06090583 | 2019-07-31 | 06090583 | Wash Water System | INST
R | VJ-P-T-191 |  | AODD PUMP FOR WASH WATER TANK (YELLOW) | DIAPRM_PMP | PRP | MEC | MEC |  | 2010011210 | JSWPL-VJN-PRC-WWS | 2001 | B | 2001 | 2000 |  | 2019-04-01 | 2958465 |  |  | 001 | 001 |  |  | 2019-07-31 | 06090583 | 2019-07-31 | 06090583 | Wash Water System | INST
R | VJ-P-T-192 |  | AODD PUMP FOR WASH WATER TANK (YELLOW) | DIAPRM_PMP | PRP | MEC | MEC |  | 2010011210 | JSWPL-VJN-PRC-WWS | 2001 | B | 2001 | 2000 |  | 2019-04-01 | 2958465 |  |  | 001 | 001 |  |  | 2019-07-31 | 06090583 | 2019-07-31 | 06090583 | Wash Water System | INST
R | VJ-P-T-193 |  | AODD PUMP FOR WASH WATER TANK (BROWN) | DIAPRM_PMP | PRP | MEC | MEC |  | 2010011210 | JSWPL-VJN-PRC-WWS | 2001 | B | 2001 | 2000 |  | 2019-04-01 | 2958465 |  |  | 001 | 001 |  |  | 2019-07-31 | 06090583 | 2019-07-31 | 06090583 | Wash Water System | INST
R | VJ-P-T-194 |  | AODD PUMP FOR WASH WATER TANK (BLACK) | DIAPRM_PMP | PRP | MEC | MEC |  | 2010011210 | JSWPL-VJN-PRC-WWS | 2001 | B | 2001 | 2000 |  | 2019-04-01 | 2958465 |  |  | 001 | 001 |  |  | 2019-07-31 | 06090583 | 2019-07-31 | 06090583 | Wash Water System | INST
R | VJ-P-T-195 |  | AODD PUMP FOR WASH WATER TANK (BLUE) | DIAPRM_PMP | PRP | MEC | MEC |  | 2010011210 | JSWPL-VJN-PRC-WWS | 2001 | B | 2001 | 2000 |  | 2019-04-01 | 2958465 |  |  | 001 | 001 |  |  | 2019-07-31 | 06090583 | 2019-07-31 | 06090583 | Wash Water System | INST
R | VJ-P-T-196 |  | AODD PUMP FOR WASH WATER TANK (GREEN) | DIAPRM_PMP | PRP | MEC | MEC |  | 2010011210 | JSWPL-VJN-PRC-WWS | 2001 | B | 2001 | 2000 |  | 2019-04-01 | 2958465 |  |  | 001 | 001 |  |  | 2019-07-31 | 06090583 | 2019-07-31 | 06090583 | Wash Water System | INST
R | VJ-P-T-197 |  | AODD PUMP FOR STERELIZATION TANK | DIAPRM_PMP | PRP | MEC | MEC |  | 2010011060 | JSWPL-VJN-RMH-DYT | 2001 | B | 2001 | 2000 |  | 2019-04-01 | 2958465 |  |  | 001 | 001 |  |  | 2019-07-31 | 06090583 | 2019-07-31 | 06090583 | Day Tank | INST
R | VJ-P-T-202 |  | AODD PUMP FOR T-202 | DIAPRM_PMP | PRP | MEC | MEC |  | 2010011060 | JSWPL-VJN-RMH-DYT | 2001 | B | 2001 | 2000 |  | 2019-04-01 | 2958465 |  |  | 001 | 001 |  |  | 2019-07-31 | 06090583 | 2019-07-31 | 06090583 | Day Tank | INST
R | VJ-P-T-203A |  | AODD PUMP FOR T-203 A | DIAPRM_PMP | PRP | MEC | MEC |  | 2010011060 | JSWPL-VJN-RMH-DYT | 2001 | B | 2001 | 2000 |  | 2019-04-01 | 2958465 |  |  | 001 | 001 |  |  | 2019-07-31 | 06090583 | 2019-07-31 | 06090583 | Day Tank | INST
R | VJ-P-T-203B |  | AODD PUMP FOR T-203 B | DIAPRM_PMP | PRP | MEC | MEC |  | 2010011060 | JSWPL-VJN-RMH-DYT | 2001 | B | 2001 | 2000 |  | 2019-04-01 | 2958465 |  |  | 001 | 001 |  |  | 2019-07-31 | 06090583 | 2019-07-31 | 06090583 | Day Tank | INST
R | VJ-P-T-204 |  | AODD PUMP FOR T-204 | DIAPRM_PMP | PRP | MEC | MEC |  | 2010011060 | JSWPL-VJN-RMH-DYT | 2001 | B | 2001 | 2000 |  | 2019-04-01 | 2958465 |  |  | 001 | 001 |  |  | 2019-07-31 | 06090583 | 2019-07-31 | 06090583 | Day Tank | INST
R | VJ-P-T-205A |  | AODD PUMP FOR T-205 | DIAPRM_PMP | PRP | MEC | MEC |  | 2010011060 | JSWPL-VJN-RMH-DYT | 2001 | B | 2001 | 2000 |  | 2019-04-01 | 2958465 |  |  | 001 | 001 |  |  | 2019-07-31 | 06090583 | 2019-07-31 | 06090583 | Day Tank | INST
R | VJ-P-T-205B |  | AODD PUMP FOR BARREL UNLOADING TO T-205 | DIAPRM_PMP | PRP | MEC | MEC |  | 2010011060 | JSWPL-VJN-RMH-DYT | 2001 | B | 2001 | 2000 |  | 2019-04-01 | 2958465 |  |  | 001 | 001 |  |  | 2019-07-31 | 06090583 | 2019-07-31 | 06090583 | Day Tank | INST
R | VJ-P-T-206 |  | AODD PUMP FOR T-206 | DIAPRM_PMP | PRP | MEC | MEC |  | 2010011060 | JSWPL-VJN-RMH-DYT | 2001 | A | 2001 | 2000 |  | 2019-04-01 | 2958465 |  |  | 001 | 001 |  |  | 2019-07-31 | 06090583 | 2019-07-31 | 06090583 | Day Tank | INST
R | VJ-P-T-207 |  | AODD PUMP FOR T-207 | DIAPRM_PMP | PRP | MEC | MEC |  | 2010011060 | JSWPL-VJN-RMH-DYT | 2001 | B | 2001 | 2000 |  | 2019-04-01 | 2958465 |  |  | 001 | 001 |  |  | 2019-07-31 | 06090583 | 2019-07-31 | 06090583 | Day Tank | INST
R | VJ-P-T-208 |  | AODD PUMP FOR T-208 | DIAPRM_PMP | PRP | MEC | MEC |  | 2010011060 | JSWPL-VJN-RMH-DYT | 2001 | A | 2001 | 2000 |  | 2019-04-01 | 2958465 |  |  | 001 | 001 |  |  | 2019-07-31 | 06090583 | 2019-07-31 | 06090583 | Day Tank | INST
R | VJ-P-T-300A |  | RAW WATER PUMP FOR SOFT WATER PLANT | PUMP | UTY | MEC | MEC |  | 2010011220 | JSWPL-VJN-RMH-PWT | 2001 | B | 2001 | 2000 |  | 2019-04-01 | 2958465 |  |  | 001 | 001 |  |  | 2019-07-31 | 06090583 | 2019-07-31 | 06090583 | Process Water | INST
R | VJ-P-T-300B |  | RAW WATER PUMP FOR SOFT WATER PLANT | PUMP | UTY | MEC | MEC |  | 2010011220 | JSWPL-VJN-RMH-PWT | 2001 | B | 2001 | 2000 |  | 2019-04-01 | 2958465 |  |  | 001 | 001 |  |  | 2019-07-31 | 06090583 | 2019-07-31 | 06090583 | Process Water | INST
R | VJ-P-T-300C |  | DOMESTIC WATER PUMP | PUMP | UTY | MEC | MEC |  | 2010011220 | JSWPL-VJN-RMH-PWT | 2001 | B | 2001 | 2000 |  | 2019-04-01 | 2958465 |  |  | 001 | 001 |  |  | 2019-07-31 | 06090583 | 2019-07-31 | 06090583 | Process Water | INST
R | VJ-P-T-300D |  | DOMESTIC WATER PUMP | PUMP | UTY | MEC | MEC |  | 2010011220 | JSWPL-VJN-RMH-PWT | 2001 | B | 2001 | 2000 |  | 2019-04-01 | 2958465 |  |  | 001 | 001 |  |  | 2019-07-31 | 06090583 | 2019-07-31 | 06090583 | Process Water | INST
R | VJ-P-T-3110 |  | AODD PUMP FOR T-3110 | DIAPRM_PMP | PRP | MEC | MEC |  | 2010011060 | JSWPL-VJN-RMH-DYT | 2001 | B | 2001 | 2000 |  | 2019-04-01 | 2958465 |  |  | 001 | 001 |  |  | 2019-07-31 | 06090583 | 2019-07-31 | 06090583 | Day Tank | INST
R | VJ-P-T-3120 |  | AODD PUMP FOR T-3120 | DIAPRM_PMP | PRP | MEC | MEC |  | 2010011060 | JSWPL-VJN-RMH-DYT | 2001 | B | 2001 | 2000 |  | 2019-04-01 | 2958465 |  |  | 001 | 001 |  |  | 2019-07-31 | 06090583 | 2019-07-31 | 06090583 | Day Tank | INST
R | VJ-P-T-3130 |  | AODD PUMP FOR T-3130 | DIAPRM_PMP | PRP | MEC | MEC |  | 2010011060 | JSWPL-VJN-RMH-DYT | 2001 | B | 2001 | 2000 |  | 2019-04-01 | 2958465 |  |  | 001 | 001 |  |  | 2019-07-31 | 06090583 | 2019-07-31 | 06090583 | Day Tank | INST
R | VJ-P-T-3140 |  | METERING PUMP FOR T-3140 | DIAPRM_PMP | PRP | MEC | MEC |  | 2010011060 | JSWPL-VJN-RMH-DYT | 2001 | B | 2001 | 2000 |  | 2019-04-01 | 2958465 |  |  | 001 | 001 |  |  | 2019-07-31 | 06090583 | 2019-07-31 | 06090583 | Day Tank | INST
R | VJ-P-T-3150 |  | METERING PUMP FOR T-3150 | DIAPRM_PMP | PRP | MEC | MEC |  | 2010011060 | JSWPL-VJN-RMH-DYT | 2001 | B | 2001 | 2000 |  | 2019-04-01 | 2958465 |  |  | 001 | 001 |  |  | 2019-07-31 | 06090583 | 2019-07-31 | 06090583 | Day Tank | INST
R | VJ-P-T102 |  | LOBE PUMP FOR T-102 | PUMP | TFM | MEC | MEC |  | 2010011060 | JSWPL-VJN-RMH-TNK | 2001 | B | 2001 | 2000 |  | 2019-04-01 | 2958465 |  |  | 001 | 001 |  |  | 2019-07-31 | 06090583 | 2019-07-31 | 06090583 | Tank Farm | INST
R | VJ-P-T104 |  | LOBE PUMP FOR T-104 | PUMP | TFM | MEC | MEC |  | 2010011060 | JSWPL-VJN-RMH-TNK | 2001 | B | 2001 | 2000 |  | 2019-04-01 | 2958465 |  |  | 001 | 001 |  |  | 2019-07-31 | 06090583 | 2019-07-31 | 06090583 | Tank Farm | INST
R | VJ-P-T108 |  | LOBE PUMP FOR T-108 | PUMP | TFM | MEC | MEC |  | 2010011060 | JSWPL-VJN-RMH-TNK | 2001 | B | 2001 | 2000 |  | 2019-04-01 | 2958465 |  |  | 001 | 001 |  |  | 2019-07-31 | 06090583 | 2019-07-31 | 06090583 | Tank Farm | INST
R | VJ-P-T113 |  | LOBE PUMP FOR T-113 | PUMP | TFM | MEC | MEC |  | 2010011060 | JSWPL-VJN-RMH-TNK | 2001 | B | 2001 | 2000 |  | 2019-04-01 | 2958465 |  |  | 001 | 001 |  |  | 2019-07-31 | 06090583 | 2019-07-31 | 06090583 | Tank Farm | INST
R | VJ-P-T115 |  | LOBE PUMP FOR T-115 | PUMP | TFM | MEC | MEC |  | 2010011060 | JSWPL-VJN-RMH-TNK | 2001 | B | 2001 | 2000 |  | 2019-04-01 | 2958465 |  |  | 001 | 001 |  |  | 2019-07-31 | 06090583 | 2019-07-31 | 06090583 | Tank Farm | INST
R | VJ-P-T116 |  | LOBE PUMP FOR T-116 | PUMP | TFM | MEC | MEC |  | 2010011060 | JSWPL-VJN-RMH-TNK | 2001 | B | 2001 | 2000 |  | 2019-04-01 | 2958465 |  |  | 001 | 001 |  |  | 2019-07-31 | 06090583 | 2019-07-31 | 06090583 | Tank Farm | INST
R | VJ-P-T117 |  | LOBE PUMP FOR T-117 | PUMP | TFM | MEC | MEC |  | 2010011060 | JSWPL-VJN-RMH-TNK | 2001 | C | 2001 | 2000 |  | 2019-04-01 | 2958465 |  |  | 001 | 001 |  |  | 2019-07-31 | 06090583 | 2019-07-31 | 06090583 | Tank Farm | INST
R | VJ-P-T118 |  | AODD PUMP FOR T-118 | DIAPRM_PMP | TFM | MEC | MEC |  | 2010011060 | JSWPL-VJN-RMH-TNK | 2001 | C | 2001 | 2000 |  | 2019-04-01 | 2958465 |  |  | 001 | 001 |  |  | 2019-07-31 | 06090583 | 2019-07-31 | 06090583 | Tank Farm | INST
R | VJ-P-T120 |  | AODD PUMP FOR T-120 | DIAPRM_PMP | TFM | MEC | MEC |  | 2010011060 | JSWPL-VJN-RMH-TNK | 2001 | C | 2001 | 2000 |  | 2019-04-01 | 2958465 |  |  | 001 | 001 |  |  | 2019-07-31 | 06090583 | 2019-07-31 | 06090583 | Tank Farm | INST
R | VJ-P-T122 |  | AODD PUMP FOR T-122 | DIAPRM_PMP | TFM | MEC | MEC |  | 2010011060 | JSWPL-VJN-RMH-TNK | 2001 | C | 2001 | 2000 |  | 2019-04-01 | 2958465 |  |  | 001 | 001 |  |  | 2019-07-31 | 06090583 | 2019-07-31 | 06090583 | Tank Farm | INST
R | VJ-P-T123 |  | AODD PUMP FOR T-123 | DIAPRM_PMP | TFM | MEC | MEC |  | 2010011060 | JSWPL-VJN-RMH-TNK | 2001 | C | 2001 | 2000 |  | 2019-04-01 | 2958465 |  |  | 001 | 001 |  |  | 2019-07-31 | 06090583 | 2019-07-31 | 06090583 | Tank Farm | INST
R | VJ-P-T124 |  | AODD PUMP FOR T-124 | DIAPRM_PMP | TFM | MEC | MEC |  | 2010011060 | JSWPL-VJN-RMH-TNK | 2001 | C | 2001 | 2000 |  | 2019-04-01 | 2958465 |  |  | 001 | 001 |  |  | 2019-07-31 | 06090583 | 2019-07-31 | 06090583 | Tank Farm | INST
R | VJ-P-T125 |  | AODD PUMP FOR T-125 | DIAPRM_PMP | TFM | MEC | MEC |  | 2010011060 | JSWPL-VJN-RMH-TNK | 2001 | C | 2001 | 2000 |  | 2019-04-01 | 2958465 |  |  | 001 | 001 |  |  | 2019-07-31 | 06090583 | 2019-07-31 | 06090583 | Tank Farm | INST
R | VJ-P-T126 |  | AODD PUMP FOR T-126 | DIAPRM_PMP | TFM | MEC | MEC |  | 2010011060 | JSWPL-VJN-RMH-TNK | 2001 | B | 2001 | 2000 |  | 2019-04-01 | 2958465 |  |  | 001 | 001 |  |  | 2019-07-31 | 06090583 | 2019-07-31 | 06090583 | Tank Farm | INST
R | VJ-P-T127 |  | AODD PUMP FOR T-127 | DIAPRM_PMP | TFM | MEC | MEC |  | 2010011060 | JSWPL-VJN-RMH-TNK | 2001 | B | 2001 | 2000 |  | 2019-04-01 | 2958465 |  |  | 001 | 001 |  |  | 2019-07-31 | 06090583 | 2019-07-31 | 06090583 | Tank Farm | INST
R | VJ-P-T129 |  | AODD PUMP FOR T-129 | DIAPRM_PMP | TFM | MEC | MEC |  | 2010011060 | JSWPL-VJN-RMH-TNK | 2001 | B | 2001 | 2000 |  | 2019-04-01 | 2958465 |  |  | 001 | 001 |  |  | 2019-07-31 | 06090583 | 2019-07-31 | 06090583 | Tank Farm | INST
R | VJ-P-T131 |  | AODD PUMP FOR T-131 | DIAPRM_PMP | PRP | MEC | MEC |  | 2010011060 | JSWPL-VJN-RMH-TNK | 2001 | B | 2001 | 2000 |  | 2019-04-01 | 2958465 |  |  | 001 | 001 |  |  | 2019-07-31 | 06090583 | 2019-07-31 | 06090583 | Tank Farm | INST
R | VJ-P-T140B |  | AODD PUMP FOR BARREL UNLOADING TO T-140 | DIAPRM_PMP | PRP | MEC | MEC |  | 2010011060 | JSWPL-VJN-RMH-DYT | 2001 | B | 2001 | 2000 |  | 2019-04-01 | 2958465 |  |  | 001 | 001 |  |  | 2019-07-31 | 06090583 | 2019-07-31 | 06090583 | Day Tank | INST
R | VJ-P-T141 |  | AODD PUMP FOR T-141 | DIAPRM_PMP | PRP | MEC | MEC |  | 2010011060 | JSWPL-VJN-RMH-TNK | 2001 | B | 2001 | 2000 |  | 2019-04-01 | 2958465 |  |  | 001 | 001 |  |  | 2019-07-31 | 06090583 | 2019-07-31 | 06090583 | Tank Farm | INST
R | VJ-P-T153 |  | SCREW PUMP FOR T-153 | PUMP | PRP | MEC | MEC |  | 2010011170 | JSWPL-VJN-PRC-DIS | 2001 | B | 2001 | 2000 |  | 2019-04-01 | 2958465 |  |  | 001 | 001 |  |  | 2019-07-31 | 06090583 | 2019-07-31 | 06090583 | Dispersion section | INST
R | VJ-P-T154 |  | SCREW PUMP FOR T-154 | PUMP | PRP | MEC | MEC |  | 2010011170 | JSWPL-VJN-PRC-DIS | 2001 | B | 2001 | 2000 |  | 2019-04-01 | 2958465 |  |  | 001 | 001 |  |  | 2019-07-31 | 06090583 | 2019-07-31 | 06090583 | Dispersion section | INST
R | VJ-P-T155 |  | SCREW PUMP FOR T-155 | PUMP | PRP | MEC | MEC |  | 2010011170 | JSWPL-VJN-PRC-DIS | 2001 | B | 2001 | 2000 |  | 2019-04-01 | 2958465 |  |  | 001 | 001 |  |  | 2019-07-31 | 06090583 | 2019-07-31 | 06090583 | Dispersion section | INST
R | VJ-P-T156 |  | SCREW PUMP FOR T-156 | PUMP | PRP | MEC | MEC |  | 2010011170 | JSWPL-VJN-PRC-DIS | 2001 | B | 2001 | 2000 |  | 2019-04-01 | 2958465 |  |  | 001 | 001 |  |  | 2019-07-31 | 06090583 | 2019-07-31 | 06090583 | Dispersion section | INST
R | VJ-P-T3161 |  | DPV TRANSFER PUMP- AODD | DIAPRM_PMP | PRP | MEC | MEC |  | 2010011060 | JSWPL-VJN-RMH-DYT | 2001 | B | 2001 | 2000 |  | 2019-04-01 | 2958465 |  |  | 001 | 001 |  |  | 2019-07-31 | 06090583 | 2019-07-31 | 06090583 | Day Tank | INST
R | VJ-P-T3165 |  | DPV TRANSFER PUMP- AODD | DIAPRM_PMP | PRP | MEC | MEC |  | 2010011060 | JSWPL-VJN-RMH-DYT | 2001 | B | 2001 | 2000 |  | 2019-04-01 | 2958465 |  |  | 001 | 001 |  |  | 2019-07-31 | 06090583 | 2019-07-31 | 06090583 | Day Tank | INST
R | VJ-P-T3166 |  | DPV TRANSFER PUMP- AODD | DIAPRM_PMP | PRP | MEC | MEC |  | 2010011060 | JSWPL-VJN-RMH-DYT | 2001 | B | 2001 | 2000 |  | 2019-04-01 | 2958465 |  |  | 001 | 001 |  |  | 2019-07-31 | 06090583 | 2019-07-31 | 06090583 | Day Tank | INST
R | VJ-P-T3167 |  | DPV TRANSFER PUMP- AODD | DIAPRM_PMP | PRP | MEC | MEC |  | 2010011060 | JSWPL-VJN-RMH-DYT | 2001 | B | 2001 | 2000 |  | 2019-04-01 | 2958465 |  |  | 001 | 001 |  |  | 2019-07-31 | 06090583 | 2019-07-31 | 06090583 | Day Tank | INST
R | VJ-P-T3168 |  | DPV TRANSFER PUMP- AODD | DIAPRM_PMP | PRP | MEC | MEC |  | 2010011060 | JSWPL-VJN-RMH-DYT | 2001 | B | 2001 | 2000 |  | 2019-04-01 | 2958465 |  |  | 001 | 001 |  |  | 2019-07-31 | 06090583 | 2019-07-31 | 06090583 | Day Tank | INST
R | VJ-P-T3169 |  | WHITE WASH WATER TRANSFER PUMP-AODD | DIAPRM_PMP | PRP | MEC | MEC |  | 2010011060 | JSWPL-VJN-RMH-DYT | 2001 | B | 2001 | 2000 |  | 2019-04-01 | 2958465 |  |  | 001 | 001 |  |  | 2019-07-31 | 06090583 | 2019-07-31 | 06090583 | Day Tank | INST
R | VJ-P-T3170 |  | COLOUR WASH WATER TRANSFER PUMP-AODD | DIAPRM_PMP | PRP | MEC | MEC |  | 2010011060 | JSWPL-VJN-RMH-DYT | 2001 | B | 2001 | 2000 |  | 2019-04-01 | 2958465 |  |  | 001 | 001 |  |  | 2019-07-31 | 06090583 | 2019-07-31 | 06090583 | Day Tank | INST
R | VJ-P-T3171 |  | DPV TRANSFER PUMP- AODD | DIAPRM_PMP | PRP | MEC | MEC |  | 2010011060 | JSWPL-VJN-RMH-DYT | 2001 | B | 2001 | 2000 |  | 2019-04-01 | 2958465 |  |  | 001 | 001 |  |  | 2019-07-31 | 06090583 | 2019-07-31 | 06090583 | Day Tank | INST
R | VJ-P-T3174 |  | COLOUR DPV TRANSFER PUMP-AODD | DIAPRM_PMP | PRP | MEC | MEC |  | 2010011060 | JSWPL-VJN-RMH-DYT | 2001 | B | 2001 | 2000 |  | 2019-04-01 | 2958465 |  |  | 001 | 001 |  |  | 2019-07-31 | 06090583 | 2019-07-31 | 06090583 | Day Tank | INST
R | VJ-P-T3175 |  | COLOUR DPV TRANSFER PUMP-AODD | DIAPRM_PMP | PRP | MEC | MEC |  | 2010011060 | JSWPL-VJN-RMH-DYT | 2001 | B | 2001 | 2000 |  | 2019-04-01 | 2958465 |  |  | 001 | 001 |  |  | 2019-07-31 | 06090583 | 2019-07-31 | 06090583 | Day Tank | INST
R | VJ-P-T3176 |  | COLOUR DPV TRANSFER PUMP-AODD | DIAPRM_PMP | PRP | MEC | MEC |  | 2010011060 | JSWPL-VJN-RMH-DYT | 2001 | B | 2001 | 2000 |  | 2019-04-01 | 2958465 |  |  | 001 | 001 |  |  | 2019-07-31 | 06090583 | 2019-07-31 | 06090583 | Day Tank | INST
R | VJ-P-TSD101 |  | SCREW PUMP FOR TSD-101 | PUMP | PRP | MEC | MEC |  | 2010011170 | JSWPL-VJN-PRC-DIS | 2001 | B | 2001 | 2000 |  | 2019-04-01 | 2958465 |  |  | 001 | 001 |  |  | 2019-07-31 | 06090583 | 2019-07-31 | 06090583 | Dispersion section | INST
R | VJ-P-TSD102 |  | SCREW PUMP FOR TSD-102 | PUMP | PRP | MEC | MEC |  | 2010011170 | JSWPL-VJN-PRC-DIS | 2001 | B | 2001 | 2000 |  | 2019-04-01 | 2958465 |  |  | 001 | 001 |  |  | 2019-07-31 | 06090583 | 2019-07-31 | 06090583 | Dispersion section | INST
R | VJ-P-TSD103 |  | SCREW PUMP FOR TSD-103 | PUMP | PRP | MEC | MEC |  | 2010011170 | JSWPL-VJN-PRC-DIS | 2001 | B | 2001 | 2000 |  | 2019-04-01 | 2958465 |  |  | 001 | 001 |  |  | 2019-07-31 | 06090583 | 2019-07-31 | 06090583 | Dispersion section | INST
R | VJ-P-TSD104 |  | SCREW PUMP FOR TSD-104 | PUMP | PRP | MEC | MEC |  | 2010011170 | JSWPL-VJN-PRC-DIS | 2001 | B | 2001 | 2000 |  | 2019-04-01 | 2958465 |  |  | 001 | 001 |  |  | 2019-07-31 | 06090583 | 2019-07-31 | 06090583 | Dispersion section | INST
R | VJ-P-TSD105 |  | SCREW PUMP FOR TSD-105 | PUMP | PRP | MEC | MEC |  | 2010011170 | JSWPL-VJN-PRC-DIS | 2001 | B | 2001 | 2000 |  | 2019-04-01 | 2958465 |  |  | 001 | 001 |  |  | 2019-07-31 | 06090583 | 2019-07-31 | 06090583 | Dispersion section | INST
R | VJ-P-TV-201 |  | AODD PUMP FOR TV-201 | DIAPRM_PMP | PRP | MEC | MEC |  | 2010011060 | JSWPL-VJN-RMH-DYT | 2001 | B | 2001 | 2000 |  | 2019-04-01 | 2958465 |  |  | 001 | 001 |  |  | 2019-07-31 | 06090583 | 2019-07-31 | 06090583 | Day Tank | INST
R | VJ-P-TV101 |  | AODD PUMP FOR TV-101 | DIAPRM_PMP | PRP | MEC | MEC |  | 2010011060 | JSWPL-VJN-RMH-TNK | 2001 | B | 2001 | 2000 |  | 2019-04-01 | 2958465 |  |  | 001 | 001 |  |  | 2019-07-31 | 06090583 | 2019-07-31 | 06090583 | Tank Farm | INST
R | VJ-P-TV122 |  | AODD PUMP FOR TV-122 | DIAPRM_PMP | PRP | MEC | MEC |  | 2010011060 | JSWPL-VJN-RMH-TNK | 2001 | B | 2001 | 2000 |  | 2019-04-01 | 2958465 |  |  | 001 | 001 |  |  | 2019-07-31 | 06090583 | 2019-07-31 | 06090583 | Tank Farm | INST
R | VJ-P-TV123 |  | AODD PUMP FOR TV-123 | DIAPRM_PMP | PRP | MEC | MEC |  | 2010011060 | JSWPL-VJN-RMH-TNK | 2001 | B | 2001 | 2000 |  | 2019-04-01 | 2958465 |  |  | 001 | 001 |  |  | 2019-07-31 | 06090583 | 2019-07-31 | 06090583 | Tank Farm | INST
R | VJ-P-TV124 |  | AODD PUMP FOR TV-124 | DIAPRM_PMP | PRP | MEC | MEC |  | 2010011060 | JSWPL-VJN-RMH-TNK | 2001 | B | 2001 | 2000 |  | 2019-04-01 | 2958465 |  |  | 001 | 001 |  |  | 2019-07-31 | 06090583 | 2019-07-31 | 06090583 | Tank Farm | INST
R | VJ-P-TV125 |  | AODD PUMP FOR TV-125 | DIAPRM_PMP | PRP | MEC | MEC |  | 2010011060 | JSWPL-VJN-RMH-TNK | 2001 | B | 2001 | 2000 |  | 2019-04-01 | 2958465 |  |  | 001 | 001 |  |  | 2019-07-31 | 06090583 | 2019-07-31 | 06090583 | Tank Farm | INST
R | VJ-P-TV126 |  | AODD PUMP FOR TV-126 | DIAPRM_PMP | PRP | MEC | MEC |  | 2010011060 | JSWPL-VJN-RMH-TNK | 2001 | B | 2001 | 2000 |  | 2019-04-01 | 2958465 |  |  | 001 | 001 |  |  | 2019-07-31 | 06090583 | 2019-07-31 | 06090583 | Tank Farm | INST
R | VJ-P-TV127 |  | AODD PUMP FOR TV-127 | DIAPRM_PMP | PRP | MEC | MEC |  | 2010011060 | JSWPL-VJN-RMH-TNK | 2001 | B | 2001 | 2000 |  | 2019-04-01 | 2958465 |  |  | 001 | 001 |  |  | 2019-07-31 | 06090583 | 2019-07-31 | 06090583 | Tank Farm | INST
R | VJ-P-TV129 |  | AODD PUMP FOR TV-129 | DIAPRM_PMP | PRP | MEC | MEC |  | 2010011060 | JSWPL-VJN-RMH-TNK | 2001 | B | 2001 | 2000 |  | 2019-04-01 | 2958465 |  |  | 001 | 001 |  |  | 2019-07-31 | 06090583 | 2019-07-31 | 06090583 | Tank Farm | INST
R | VJ-P-Y101 |  | SCREW PUMP FOR Y-101 | PUMP | PRP | MEC | MEC |  | 2010011170 | JSWPL-VJN-PRC-DIS | 2001 | B | 2001 | 2000 |  | 2019-04-01 | 2958465 |  |  | 001 | 001 |  |  | 2019-07-31 | 06090583 | 2019-07-31 | 06090583 | Dispersion section | INST
R | VJ-PC-01 |  | BLOWER FOR SILO CHARGING | BLOWER | RSI | MEC | MEC |  | 2010011060 | JSWPL-VJN-RMH-RMG-BD1 | 2001 | B | 2001 | 2000 |  | 2019-04-01 | 2958465 |  |  | 001 | 001 |  |  | 2019-07-31 | 06090583 | 2019-07-31 | 06090583 | Bag Dumping Station 01 | INST
R | VJ-PC-02 |  | BLOWER FOR SILO CHARGING | BLOWER | RSI | MEC | MEC |  | 2010011060 | JSWPL-VJN-RMH-RMG-BD2 | 2001 | B | 2001 | 2000 |  | 2019-04-01 | 2958465 |  |  | 001 | 001 |  |  | 2019-07-31 | 06090583 | 2019-07-31 | 06090583 | Bag Dumping Station 02 | INST
R | VJ-PC-03 |  | BLOWER FOR SILO CHARGING | BLOWER | RSI | MEC | MEC |  | 2010011060 | JSWPL-VJN-RMH-RMG-BD3 | 2001 | B | 2001 | 2000 |  | 2019-04-01 | 2958465 |  |  | 001 | 001 |  |  | 2019-07-31 | 06090583 | 2019-07-31 | 06090583 | Bag Dumping Station 03 | INST
R | VJ-PC-04 |  | BLOWER FOR SILO CHARGING | BLOWER | RSI | MEC | MEC |  | 2010011060 | JSWPL-VJN-RMH-RMG-BSM | 2001 | B | 2001 | 2000 |  | 2019-04-01 | 2958465 |  |  | 001 | 001 |  |  | 2019-07-31 | 06090583 | 2019-07-31 | 06090583 | Bag Slitting Machine | INST
R | VJ-PC-05 |  | BLOWER FOR PRODUCTION | BLOWER | RSI | MEC | MEC |  | 2010011060 | JSWPL-VJN-RMH-SIL | 2001 | C | 2001 | 2000 |  | 2019-04-01 | 2958465 |  |  | 001 | 001 |  |  | 2019-07-31 | 06090583 | 2019-07-31 | 06090583 | Silo section | INST
R | VJ-PC-06 |  | BLOWER FOR PRODUCTION | BLOWER | RSI | MEC | MEC |  | 2010011060 | JSWPL-VJN-RMH-SIL | 2001 | C | 2001 | 2000 |  | 2019-04-01 | 2958465 |  |  | 001 | 001 |  |  | 2019-07-31 | 06090583 | 2019-07-31 | 06090583 | Silo section | INST
R | VJ-PC-07 |  | BLOWER FOR PRODUCTION | BLOWER | RSI | MEC | MEC |  | 2010011060 | JSWPL-VJN-RMH-SIL | 2001 | B | 2001 | 2000 |  | 2019-04-01 | 2958465 |  |  | 001 | 001 |  |  | 2019-07-31 | 06090583 | 2019-07-31 | 06090583 | Silo section | INST
R | VJ-PC-08 |  | BLOWER FOR PRODUCTION | BLOWER | RSI | MEC | MEC |  | 2010011060 | JSWPL-VJN-RMH-SIL | 2001 | B | 2001 | 2000 |  | 2019-04-01 | 2958465 |  |  | 001 | 001 |  |  | 2019-07-31 | 06090583 | 2019-07-31 | 06090583 | Silo section | INST
R | VJ-PC-09 |  | BLOWER FOR PRODUCTION | BLOWER | RSI | MEC | MEC |  | 2010011060 | JSWPL-VJN-RMH-SIL | 2001 | B | 2001 | 2000 |  | 2019-04-01 | 2958465 |  |  | 001 | 001 |  |  | 2019-07-31 | 06090583 | 2019-07-31 | 06090583 | Silo section | INST
R | VJ-PC-10 |  | BLOWER FOR MEDIUM COMPONENT | BLOWER | PRP | MEC | MEC |  | 2010011060 | JSWPL-VJN-RMH-RMG-ATX | 2001 | B | 2001 | 2000 |  | 2019-04-01 | 2958465 |  |  | 001 | 001 |  |  | 2019-07-31 | 06090583 | 2019-07-31 | 06090583 | Atex System & Medium component handling | INST
R | VJ-PC-11 |  | BLOWER FOR ATEX | BLOWER | PRP | MEC | MEC |  | 2010011060 | JSWPL-VJN-RMH-RMG-ATX | 2001 | B | 2001 | 2000 |  | 2019-04-01 | 2958465 |  |  | 001 | 001 |  |  | 2019-07-31 | 06090583 | 2019-07-31 | 06090583 | Atex System & Medium component handling | INST
N | VJ-PCC-01 |  | PCC-1 | PANEL | PRP | ELE | ELE |  | 2010011300 | JSWPL-VJN-UTL-PDS | 2001 | B | 2001 | 2000 |  | 2019-04-01 | 2958465 |  |  | 001 | 001 |  |  | 2019-07-31 | 06090583 | 2019-07-31 | 06090583 | Power Distribution System | INST
N | VJ-PCC-02 |  | PCC-2 | PANEL | UTY | ELE | ELE |  | 2010011300 | JSWPL-VJN-UTL-PDS | 2001 | B | 2001 | 2000 |  | 2019-04-01 | 2958465 |  |  | 001 | 001 |  |  | 2019-07-31 | 06090583 | 2019-07-31 | 06090583 | Power Distribution System | INST
W | VJ-PCV-P-T-122-1 |  | CONTROL VALVE OF P-T122.1 | CTRL VALVE | PRP | INS | INS |  | 2010011080 | JSWPL-VJN-RMH-TNK | 2001 | A | 2001 | 2000 |  | 2019-06-01 | 2958465 |  |  | 001 | 001 |  |  | 2020-06-17 | 06090583 | 2020-06-17 | 06090583 | Tank Farm | INST
W | VJ-PCV-P-T-123-1 |  | CONTROL VALVE OF P-T123.1 | CTRL VALVE | PRP | INS | INS |  | 2010011080 | JSWPL-VJN-RMH-TNK | 2001 | A | 2001 | 2000 |  | 2019-06-01 | 2958465 |  |  | 001 | 001 |  |  | 2020-06-17 | 06090583 | 2020-06-17 | 06090583 | Tank Farm | INST
W | VJ-PCV-P-T-124-1 |  | CONTROL VALVE OF P-T124.1 | CTRL VALVE | PRP | INS | INS |  | 2010011080 | JSWPL-VJN-RMH-TNK | 2001 | A | 2001 | 2000 |  | 2019-06-01 | 2958465 |  |  | 001 | 001 |  |  | 2020-06-17 | 06090583 | 2020-06-17 | 06090583 | Tank Farm | INST
W | VJ-PCV-P-T-125-1 |  | CONTROL VALVE OF P-T125.1 | CTRL VALVE | PRP | INS | INS |  | 2010011080 | JSWPL-VJN-RMH-TNK | 2001 | A | 2001 | 2000 |  | 2019-06-01 | 2958465 |  |  | 001 | 001 |  |  | 2020-06-17 | 06090583 | 2020-06-17 | 06090583 | Tank Farm | INST
W | VJ-PCV-P-T-126-1 |  | CONTROL VALVE OF P-T126.1 | CTRL VALVE | PRP | INS | INS |  | 2010011080 | JSWPL-VJN-RMH-TNK | 2001 | A | 2001 | 2000 |  | 2019-06-01 | 2958465 |  |  | 001 | 001 |  |  | 2020-06-17 | 06090583 | 2020-06-17 | 06090583 | Tank Farm | INST
W | VJ-PCV-P-T-127-1 |  | CONTROL VALVE OF P-T127.1 | CTRL VALVE | PRP | INS | INS |  | 2010011080 | JSWPL-VJN-RMH-TNK | 2001 | A | 2001 | 2000 |  | 2019-06-01 | 2958465 |  |  | 001 | 001 |  |  | 2020-06-17 | 06090583 | 2020-06-17 | 06090583 | Tank Farm | INST
W | VJ-PCV-P-T-129-1 |  | CONTROL VALVE OF P-T129.1 | CTRL VALVE | PRP | INS | INS |  | 2010011080 | JSWPL-VJN-RMH-TNK | 2001 | A | 2001 | 2000 |  | 2019-06-01 | 2958465 |  |  | 001 | 001 |  |  | 2020-06-17 | 06090583 | 2020-06-17 | 06090583 | Tank Farm | INST
W | VJ-PG-101 |  | PRESSURE GAUGE OF 101- ETP | PG | ETP | INS | INS |  | 2010011350 | JSWPL-VJN-UTL-ETP | 2001 | C | 2001 | 2000 |  | 2019-08-01 | 2958465 |  |  | 001 | 001 |  |  | 2023-03-20 | ACCPMSUP02 | 2023-03-20 | ACCPMSUP02 | ETP | INST
W | VJ-PG-102 |  | PRESSURE GAUGE OF 102- ETP | PG | ETP | INS | INS |  | 2010011350 | JSWPL-VJN-UTL-ETP | 2001 | C | 2001 | 2000 |  | 2019-08-01 | 2958465 |  |  | 001 | 001 |  |  | 2023-03-20 | ACCPMSUP02 | 2023-03-20 | ACCPMSUP02 | ETP | INST
W | VJ-PG-103 |  | PRESSURE GAUGE OF 103- ETP | PG | ETP | INS | INS |  | 2010011350 | JSWPL-VJN-UTL-ETP | 2001 | C | 2001 | 2000 |  | 2019-08-01 | 2958465 |  |  | 001 | 001 |  |  | 2023-03-20 | ACCPMSUP02 | 2023-03-20 | ACCPMSUP02 | ETP | INST
W | VJ-PG-104 |  | PRESSURE GAUGE OF 104- ETP | PG | ETP | INS | INS |  | 2010011350 | JSWPL-VJN-UTL-ETP | 2001 | C | 2001 | 2000 |  | 2019-08-01 | 2958465 |  |  | 001 | 001 |  |  | 2023-03-20 | ACCPMSUP02 | 2023-03-20 | ACCPMSUP02 | ETP | INST
W | VJ-PG-4501 |  | PRESSURE GAUGE IN WTP | PG | UTY | INS | INS |  | 2010011360 | JSWPL-VJN-UTL | 2001 | C | 2001 | 2000 |  | 2019-08-01 | 2958465 |  |  | 001 | 001 |  |  | 2023-03-20 | ACCPMSUP02 | 2023-03-20 | ACCPMSUP02 | Utility section | INST
W | VJ-PG-4502 |  | PRESSURE GAUGE IN WTP | PG | UTY | INS | INS |  | 2010011360 | JSWPL-VJN-UTL | 2001 | C | 2001 | 2000 |  | 2020-08-01 | 2958465 |  |  | 001 | 001 |  |  | 2023-03-20 | ACCPMSUP02 | 2023-03-20 | ACCPMSUP02 | Utility section | INST
W | VJ-PG-4503 |  | PRESSURE GAUGE IN WTP | PG | UTY | INS | INS |  | 2010011360 | JSWPL-VJN-UTL | 2001 | C | 2001 | 2000 |  | 2021-08-01 | 2958465 |  |  | 001 | 001 |  |  | 2023-03-20 | ACCPMSUP02 | 2023-03-20 | ACCPMSUP02 | Utility section | INST
W | VJ-PG-4504 |  | PRESSURE GAUGE IN WTP | PG | UTY | INS | INS |  | 2010011360 | JSWPL-VJN-UTL | 2001 | C | 2001 | 2000 |  | 2022-08-01 | 2958465 |  |  | 001 | 001 |  |  | 2023-03-20 | ACCPMSUP02 | 2023-03-20 | ACCPMSUP02 | Utility section | INST
W | VJ-PG-4505 |  | PRESSURE GAUGE IN WTP | PG | UTY | INS | INS |  | 2010011360 | JSWPL-VJN-UTL | 2001 | C | 2001 | 2000 |  | 2019-08-01 | 2958465 |  |  | 001 | 001 |  |  | 2023-03-20 | ACCPMSUP02 | 2023-03-20 | ACCPMSUP02 | Utility section | INST
W | VJ-PG-4506 |  | PRESSURE GAUGE IN WTP | PG | UTY | INS | INS |  | 2010011360 | JSWPL-VJN-UTL | 2001 | C | 2001 | 2000 |  | 2019-08-01 | 2958465 |  |  | 001 | 001 |  |  | 2023-03-20 | ACCPMSUP02 | 2023-03-20 | ACCPMSUP02 | Utility section | INST
W | VJ-PG-4507 |  | PRESSURE GAUGE IN WTP | PG | UTY | INS | INS |  | 2010011360 | JSWPL-VJN-UTL | 2001 | C | 2001 | 2000 |  | 2019-08-01 | 2958465 |  |  | 001 | 001 |  |  | 2023-03-20 | ACCPMSUP02 | 2023-03-20 | ACCPMSUP02 | Utility section | INST
W | VJ-PG-4508 |  | PRESSURE GAUGE IN WTP | PG | UTY | INS | INS |  | 2010011360 | JSWPL-VJN-UTL | 2001 | C | 2001 | 2000 |  | 2019-08-01 | 2958465 |  |  | 001 | 001 |  |  | 2023-03-20 | ACCPMSUP02 | 2023-03-20 | ACCPMSUP02 | Utility section | INST
W | VJ-PG-B10-101A |  | PRESSURE GAUGE OF B10-101A- ETP | PG | ETP | INS | INS |  | 2010011350 | JSWPL-VJN-UTL-ETP | 2001 | C | 2001 | 2000 |  | 2019-08-01 | 2958465 |  |  | 001 | 001 |  |  | 2023-03-20 | ACCPMSUP02 | 2023-03-20 | ACCPMSUP02 | ETP | INST
W | VJ-PG-B10-101B |  | PRESSURE GAUGE OF B10-101B- ETP | PG | ETP | INS | INS |  | 2010011350 | JSWPL-VJN-UTL-ETP | 2001 | C | 2001 | 2000 |  | 2019-08-01 | 2958465 |  |  | 001 | 001 |  |  | 2023-03-20 | ACCPMSUP02 | 2023-03-20 | ACCPMSUP02 | ETP | INST
W | VJ-PG-B10-101C |  | PRESSURE GAUGE OF B10-101C- ETP | PG | ETP | INS | INS |  | 2010011350 | JSWPL-VJN-UTL-ETP | 2001 | C | 2001 | 2000 |  | 2019-08-01 | 2958465 |  |  | 001 | 001 |  |  | 2023-03-20 | ACCPMSUP02 | 2023-03-20 | ACCPMSUP02 | ETP | INST
W | VJ-PG-B10-101D |  | PRESSURE GAUGE OF B10-101D- ETP | PG | ETP | INS | INS |  | 2010011350 | JSWPL-VJN-UTL-ETP | 2001 | C | 2001 | 2000 |  | 2019-08-01 | 2958465 |  |  | 001 | 001 |  |  | 2023-03-20 | ACCPMSUP02 | 2023-03-20 | ACCPMSUP02 | ETP | INST
W | VJ-PG-B9-101A |  | PRESSURE GAUGE OF B9-101A- ETP | PG | ETP | INS | INS |  | 2010011350 | JSWPL-VJN-UTL-ETP | 2001 | C | 2001 | 2000 |  | 2019-08-01 | 2958465 |  |  | 001 | 001 |  |  | 2023-03-20 | ACCPMSUP02 | 2023-03-20 | ACCPMSUP02 | ETP | INST
W | VJ-PG-B9-101B |  | PRESSURE GAUGE OF B9-101B- ETP | PG | ETP | INS | INS |  | 2010011350 | JSWPL-VJN-UTL-ETP | 2001 | C | 2001 | 2000 |  | 2019-08-01 | 2958465 |  |  | 001 | 001 |  |  | 2023-03-20 | ACCPMSUP02 | 2023-03-20 | ACCPMSUP02 | ETP | INST
W | VJ-PG-B9-102A |  | PRESSURE GAUGE OF B9-102A- ETP | PG | ETP | INS | INS |  | 2010011350 | JSWPL-VJN-UTL-ETP | 2001 | C | 2001 | 2000 |  | 2019-08-01 | 2958465 |  |  | 001 | 001 |  |  | 2023-03-20 | ACCPMSUP02 | 2023-03-20 | ACCPMSUP02 | ETP | INST
W | VJ-PG-B9-102B |  | PRESSURE GAUGE OF B9-102B- ETP | PG | ETP | INS | INS |  | 2010011350 | JSWPL-VJN-UTL-ETP | 2001 | C | 2001 | 2000 |  | 2019-08-01 | 2958465 |  |  | 001 | 001 |  |  | 2023-03-20 | ACCPMSUP02 | 2023-03-20 | ACCPMSUP02 | ETP | INST
W | VJ-PG-C5-101A |  | PRESSURE GAUGE OF C5-101A- ETP | PG | ETP | INS | INS |  | 2010011350 | JSWPL-VJN-UTL-ETP | 2001 | C | 2001 | 2000 |  | 2019-08-01 | 2958465 |  |  | 001 | 001 |  |  | 2023-03-20 | ACCPMSUP02 | 2023-03-20 | ACCPMSUP02 | ETP | INST
W | VJ-PG-CH-AV12-1 |  | PRESSSURE GAUGE FIRE PUMP LINE | PG | UTY | INS | INS |  | 2010011360 | JSWPL-VJN-UTL | 2001 | C | 2001 | 2000 |  | 2019-08-01 | 2958465 |  |  | 001 | 001 |  |  | 2023-03-20 | ACCPMSUP02 | 2023-03-20 | ACCPMSUP02 | Utility section | INST
W | VJ-PG-CH-AV12-2 |  | PRESSSURE GAUGE FIRE PUMP LINE | PG | UTY | INS | INS |  | 2010011360 | JSWPL-VJN-UTL | 2001 | C | 2001 | 2000 |  | 2019-08-01 | 2958465 |  |  | 001 | 001 |  |  | 2023-03-20 | ACCPMSUP02 | 2023-03-20 | ACCPMSUP02 | Utility section | INST
W | VJ-PG-CH1-1 |  | PRESSURE GAUGE OF CH1-1 | PG | ETP | INS | INS |  | 2010011350 | JSWPL-VJN-UTL-ETP | 2001 | C | 2001 | 2000 |  | 2019-08-01 | 2958465 |  |  | 001 | 001 |  |  | 2023-03-20 | ACCPMSUP02 | 2023-03-20 | ACCPMSUP02 | ETP | INST
W | VJ-PG-CH1-2 |  | PRESSURE GAUGE OF CH1-2 | PG | ETP | INS | INS |  | 2010011350 | JSWPL-VJN-UTL-ETP | 2001 | C | 2001 | 2000 |  | 2019-08-01 | 2958465 |  |  | 001 | 001 |  |  | 2023-03-20 | ACCPMSUP02 | 2023-03-20 | ACCPMSUP02 | ETP | INST
W | VJ-PG-CHC1-T1-1 |  | PRESSURE GAUGE OF CHC1-T1-1 | PG | ETP | INS | INS |  | 2010011350 | JSWPL-VJN-UTL-ETP | 2001 | C | 2001 | 2000 |  | 2019-08-01 | 2958465 |  |  | 001 | 001 |  |  | 2023-03-20 | ACCPMSUP02 | 2023-03-20 | ACCPMSUP02 | ETP | INST
W | VJ-PG-CHC1-T2-1 |  | PRESSURE GAUGE OF CHC1-T2-1 | PG | ETP | INS | INS |  | 2010011350 | JSWPL-VJN-UTL-ETP | 2001 | C | 2001 | 2000 |  | 2019-08-01 | 2958465 |  |  | 001 | 001 |  |  | 2023-03-20 | ACCPMSUP02 | 2023-03-20 | ACCPMSUP02 | ETP | INST
W | VJ-PG-CHC2-T1-1 |  | PRESSURE GAUGE OF CHC2-T1-1 | PG | ETP | INS | INS |  | 2010011350 | JSWPL-VJN-UTL-ETP | 2001 | C | 2001 | 2000 |  | 2019-08-01 | 2958465 |  |  | 001 | 001 |  |  | 2023-03-20 | ACCPMSUP02 | 2023-03-20 | ACCPMSUP02 | ETP | INST
W | VJ-PG-CHC2-T2-1 |  | PRESSURE GAUGE OF CHC2-T2-1 | PG | ETP | INS | INS |  | 2010011350 | JSWPL-VJN-UTL-ETP | 2001 | C | 2001 | 2000 |  | 2019-08-01 | 2958465 |  |  | 001 | 001 |  |  | 2023-03-20 | ACCPMSUP02 | 2023-03-20 | ACCPMSUP02 | ETP | INST
W | VJ-PG-CHC3-T1-1 |  | PRESSURE GAUGE OF CHC3-T1-1 | PG | ETP | INS | INS |  | 2010011350 | JSWPL-VJN-UTL-ETP | 2001 | C | 2001 | 2000 |  | 2019-08-01 | 2958465 |  |  | 001 | 001 |  |  | 2023-03-20 | ACCPMSUP02 | 2023-03-20 | ACCPMSUP02 | ETP | INST
W | VJ-PG-CHC3-T2-1 |  | PRESSURE GAUGE OF CHC3-T2-1 | PG | ETP | INS | INS |  | 2010011350 | JSWPL-VJN-UTL-ETP | 2001 | C | 2001 | 2000 |  | 2019-08-01 | 2958465 |  |  | 001 | 001 |  |  | 2023-03-20 | ACCPMSUP02 | 2023-03-20 | ACCPMSUP02 | ETP | INST
W | VJ-PG-CHW-01A |  | PRESSURE GAUGE OF PUMP CHW01A | PG | PRP | INS | INS |  | 2010011360 | JSWPL-VJN-UTL-CHR | 2001 | A | 2001 | 2000 |  | 2019-06-01 | 2958465 |  |  | 001 | 001 |  |  | 2020-06-17 | 06090583 | 2020-06-17 | 06090583 | Chiller | INST
W | VJ-PG-CHW-01B |  | PRESSURE GAUGE OF PUMP CHW01B | PG | PRP | INS | INS |  | 2010011360 | JSWPL-VJN-UTL-CHR | 2001 | A | 2001 | 2000 |  | 2019-06-01 | 2958465 |  |  | 001 | 001 |  |  | 2020-06-17 | 06090583 | 2020-06-17 | 06090583 | Chiller | INST
W | VJ-PG-CHW-02A |  | PRESSURE GAUGE OF PUMP CHW02A | PG | PRP | INS | INS |  | 2010011360 | JSWPL-VJN-UTL-CHR | 2001 | A | 2001 | 2000 |  | 2019-06-01 | 2958465 |  |  | 001 | 001 |  |  | 2020-06-17 | 06090583 | 2020-06-17 | 06090583 | Chiller | INST
W | VJ-PG-CHW-02B |  | PRESSURE GAUGE OF PUMP CHW02B | PG | PRP | INS | INS |  | 2010011360 | JSWPL-VJN-UTL-CHR | 2001 | A | 2001 | 2000 |  | 2019-06-01 | 2958465 |  |  | 001 | 001 |  |  | 2020-06-17 | 06090583 | 2020-06-17 | 06090583 | Chiller | INST
W | VJ-PG-E7-101A |  | PRESSURE GAUGE OF E7-101A- ETP | PG | ETP | INS | INS |  | 2010011350 | JSWPL-VJN-UTL-ETP | 2001 | C | 2001 | 2000 |  | 2019-08-01 | 2958465 |  |  | 001 | 001 |  |  | 2023-03-20 | ACCPMSUP02 | 2023-03-20 | ACCPMSUP02 | ETP | INST
W | VJ-PG-E7-101B |  | PRESSURE GAUGE OF E7-101B- ETP | PG | ETP | INS | INS |  | 2010011350 | JSWPL-VJN-UTL-ETP | 2001 | C | 2001 | 2000 |  | 2019-08-01 | 2958465 |  |  | 001 | 001 |  |  | 2023-03-20 | ACCPMSUP02 | 2023-03-20 | ACCPMSUP02 | ETP | INST
W | VJ-PG-E7-103A |  | PRESSURE GAUGE OF E7-103A- ETP | PG | ETP | INS | INS |  | 2010011350 | JSWPL-VJN-UTL-ETP | 2001 | C | 2001 | 2000 |  | 2019-08-01 | 2958465 |  |  | 001 | 001 |  |  | 2023-03-20 | ACCPMSUP02 | 2023-03-20 | ACCPMSUP02 | ETP | INST
W | VJ-PG-E7-103B |  | PRESSURE GAUGE OF E7-103B- ETP | PG | ETP | INS | INS |  | 2010011350 | JSWPL-VJN-UTL-ETP | 2001 | C | 2001 | 2000 |  | 2019-08-01 | 2958465 |  |  | 001 | 001 |  |  | 2023-03-20 | ACCPMSUP02 | 2023-03-20 | ACCPMSUP02 | ETP | INST
W | VJ-PG-EMS-AV10-1 |  | PRESSSURE GAUGE FIRE PUMP LINE | PG | UTY | INS | INS |  | 2010011360 | JSWPL-VJN-UTL | 2001 | C | 2001 | 2000 |  | 2019-08-01 | 2958465 |  |  | 001 | 001 |  |  | 2023-03-20 | ACCPMSUP02 | 2023-03-20 | ACCPMSUP02 | Utility section | INST
W | VJ-PG-EMS-AV10-2 |  | PRESSSURE GAUGE FIRE PUMP LINE | PG | UTY | INS | INS |  | 2010011360 | JSWPL-VJN-UTL | 2001 | C | 2001 | 2000 |  | 2019-08-01 | 2958465 |  |  | 001 | 001 |  |  | 2023-03-20 | ACCPMSUP02 | 2023-03-20 | ACCPMSUP02 | Utility section | INST
W | VJ-PG-FPH-AV1 |  | PRESSSURE GAUGE FIRE PUMP LINE | PG | UTY | INS | INS |  | 2010011360 | JSWPL-VJN-UTL | 2001 | C | 2001 | 2000 |  | 2019-08-01 | 2958465 |  |  | 001 | 001 |  |  | 2023-03-20 | ACCPMSUP02 | 2023-03-20 | ACCPMSUP02 | Utility section | INST
W | VJ-PG-FPH-DP1 |  | PRESSSURE GAUGE FIRE PUMP LINE | PG | UTY | INS | INS |  | 2010011360 | JSWPL-VJN-UTL | 2001 | C | 2001 | 2000 |  | 2019-08-01 | 2958465 |  |  | 001 | 001 |  |  | 2023-03-20 | ACCPMSUP02 | 2023-03-20 | ACCPMSUP02 | Utility section | INST
W | VJ-PG-FPH-JP1 |  | PRESSSURE GAUGE FIRE PUMP LINE | PG | UTY | INS | INS |  | 2010011360 | JSWPL-VJN-UTL | 2001 | C | 2001 | 2000 |  | 2019-08-01 | 2958465 |  |  | 001 | 001 |  |  | 2023-03-20 | ACCPMSUP02 | 2023-03-20 | ACCPMSUP02 | Utility section | INST
W | VJ-PG-FPH-JP2 |  | PRESSSURE GAUGE FIRE PUMP LINE | PG | UTY | INS | INS |  | 2010011360 | JSWPL-VJN-UTL | 2001 | C | 2001 | 2000 |  | 2019-08-01 | 2958465 |  |  | 001 | 001 |  |  | 2023-03-20 | ACCPMSUP02 | 2023-03-20 | ACCPMSUP02 | Utility section | INST
W | VJ-PG-FPH-MP1 |  | PRESSSURE GAUGE FIRE PUMP LINE | PG | UTY | INS | INS |  | 2010011360 | JSWPL-VJN-UTL | 2001 | C | 2001 | 2000 |  | 2019-08-01 | 2958465 |  |  | 001 | 001 |  |  | 2023-03-20 | ACCPMSUP02 | 2023-03-20 | ACCPMSUP02 | Utility section | INST
W | VJ-PG-FPH-MP2 |  | PRESSSURE GAUGE FIRE PUMP LINE | PG | UTY | INS | INS |  | 2010011360 | JSWPL-VJN-UTL | 2001 | C | 2001 | 2000 |  | 2019-08-01 | 2958465 |  |  | 001 | 001 |  |  | 2023-03-20 | ACCPMSUP02 | 2023-03-20 | ACCPMSUP02 | Utility section | INST
W | VJ-PG-H1-101A |  | PRESSURE GAUGE OF H1-101A- ETP | PG | ETP | INS | INS |  | 2010011350 | JSWPL-VJN-UTL-ETP | 2001 | C | 2001 | 2000 |  | 2019-08-01 | 2958465 |  |  | 001 | 001 |  |  | 2023-03-20 | ACCPMSUP02 | 2023-03-20 | ACCPMSUP02 | ETP | INST
W | VJ-PG-H1-101B |  | PRESSURE GAUGE OF H1-101B- ETP | PG | ETP | INS | INS |  | 2010011350 | JSWPL-VJN-UTL-ETP | 2001 | C | 2001 | 2000 |  | 2019-08-01 | 2958465 |  |  | 001 | 001 |  |  | 2023-03-20 | ACCPMSUP02 | 2023-03-20 | ACCPMSUP02 | ETP | INST
W | VJ-PG-H1-102A |  | PRESSURE GAUGE OF H1-102A- ETP | PG | ETP | INS | INS |  | 2010011350 | JSWPL-VJN-UTL-ETP | 2001 | C | 2001 | 2000 |  | 2019-08-01 | 2958465 |  |  | 001 | 001 |  |  | 2023-03-20 | ACCPMSUP02 | 2023-03-20 | ACCPMSUP02 | ETP | INST
W | VJ-PG-H1-102B |  | PRESSURE GAUGE OF H1-102B- ETP | PG | ETP | INS | INS |  | 2010011350 | JSWPL-VJN-UTL-ETP | 2001 | C | 2001 | 2000 |  | 2019-08-01 | 2958465 |  |  | 001 | 001 |  |  | 2023-03-20 | ACCPMSUP02 | 2023-03-20 | ACCPMSUP02 | ETP | INST
W | VJ-PG-H1-103A |  | PRESSURE GAUGE OF H1-103A- ETP | PG | ETP | INS | INS |  | 2010011350 | JSWPL-VJN-UTL-ETP | 2001 | C | 2001 | 2000 |  | 2019-08-01 | 2958465 |  |  | 001 | 001 |  |  | 2023-03-20 | ACCPMSUP02 | 2023-03-20 | ACCPMSUP02 | ETP | INST
W | VJ-PG-H1-103B |  | PRESSURE GAUGE OF H1-103B- ETP | PG | ETP | INS | INS |  | 2010011350 | JSWPL-VJN-UTL-ETP | 2001 | C | 2001 | 2000 |  | 2019-08-01 | 2958465 |  |  | 001 | 001 |  |  | 2023-03-20 | ACCPMSUP02 | 2023-03-20 | ACCPMSUP02 | ETP | INST
W | VJ-PG-H1-104 |  | PRESSURE GAUGE OF H1-104- ETP | PG | ETP | INS | INS |  | 2010011350 | JSWPL-VJN-UTL-ETP | 2001 | C | 2001 | 2000 |  | 2019-08-01 | 2958465 |  |  | 001 | 001 |  |  | 2023-03-20 | ACCPMSUP02 | 2023-03-20 | ACCPMSUP02 | ETP | INST
W | VJ-PG-J2-101A |  | PRESSURE GAUGE OF J2-101A- ETP | PG | ETP | INS | INS |  | 2010011350 | JSWPL-VJN-UTL-ETP | 2001 | C | 2001 | 2000 |  | 2019-08-01 | 2958465 |  |  | 001 | 001 |  |  | 2023-03-20 | ACCPMSUP02 | 2023-03-20 | ACCPMSUP02 | ETP | INST
W | VJ-PG-J2-101B |  | PRESSURE GAUGE OF J2-101B- ETP | PG | ETP | INS | INS |  | 2010011350 | JSWPL-VJN-UTL-ETP | 2001 | C | 2001 | 2000 |  | 2019-08-01 | 2958465 |  |  | 001 | 001 |  |  | 2023-03-20 | ACCPMSUP02 | 2023-03-20 | ACCPMSUP02 | ETP | INST
W | VJ-PG-J2-102A |  | PRESSURE GAUGE OF J2-102A- ETP | PG | ETP | INS | INS |  | 2010011350 | JSWPL-VJN-UTL-ETP | 2001 | C | 2001 | 2000 |  | 2019-08-01 | 2958465 |  |  | 001 | 001 |  |  | 2023-03-20 | ACCPMSUP02 | 2023-03-20 | ACCPMSUP02 | ETP | INST
W | VJ-PG-J2-102B |  | PRESSURE GAUGE OF J2-102B- ETP | PG | ETP | INS | INS |  | 2010011350 | JSWPL-VJN-UTL-ETP | 2001 | C | 2001 | 2000 |  | 2019-08-01 | 2958465 |  |  | 001 | 001 |  |  | 2023-03-20 | ACCPMSUP02 | 2023-03-20 | ACCPMSUP02 | ETP | INST
W | VJ-PG-J2-103 |  | PRESSURE GAUGE OF J2-103- ETP | PG | ETP | INS | INS |  | 2010011350 | JSWPL-VJN-UTL-ETP | 2001 | C | 2001 | 2000 |  | 2019-08-01 | 2958465 |  |  | 001 | 001 |  |  | 2023-03-20 | ACCPMSUP02 | 2023-03-20 | ACCPMSUP02 | ETP | INST
W | VJ-PG-J2-105A |  | PRESSURE GAUGE OF J2-105A- ETP | PG | ETP | INS | INS |  | 2010011350 | JSWPL-VJN-UTL-ETP | 2001 | C | 2001 | 2000 |  | 2019-08-01 | 2958465 |  |  | 001 | 001 |  |  | 2023-03-20 | ACCPMSUP02 | 2023-03-20 | ACCPMSUP02 | ETP | INST
W | VJ-PG-J2-105B |  | PRESSURE GAUGE OF J2-105B- ETP | PG | ETP | INS | INS |  | 2010011350 | JSWPL-VJN-UTL-ETP | 2001 | C | 2001 | 2000 |  | 2019-08-01 | 2958465 |  |  | 001 | 001 |  |  | 2023-03-20 | ACCPMSUP02 | 2023-03-20 | ACCPMSUP02 | ETP | INST
W | VJ-PG-J2-106A |  | PRESSURE GAUGE OF J2-106A- ETP | PG | ETP | INS | INS |  | 2010011350 | JSWPL-VJN-UTL-ETP | 2001 | C | 2001 | 2000 |  | 2019-08-01 | 2958465 |  |  | 001 | 001 |  |  | 2023-03-20 | ACCPMSUP02 | 2023-03-20 | ACCPMSUP02 | ETP | INST
W | VJ-PG-J2-106B |  | PRESSURE GAUGE OF J2-106B- ETP | PG | ETP | INS | INS |  | 2010011350 | JSWPL-VJN-UTL-ETP | 2001 | C | 2001 | 2000 |  | 2019-08-01 | 2958465 |  |  | 001 | 001 |  |  | 2023-03-20 | ACCPMSUP02 | 2023-03-20 | ACCPMSUP02 | ETP | INST
W | VJ-PG-L8-101A |  | PRESSURE GAUGE OF L8-101A- ETP | PG | ETP | INS | INS |  | 2010011350 | JSWPL-VJN-UTL-ETP | 2001 | C | 2001 | 2000 |  | 2019-08-01 | 2958465 |  |  | 001 | 001 |  |  | 2023-03-20 | ACCPMSUP02 | 2023-03-20 | ACCPMSUP02 | ETP | INST
W | VJ-PG-L8-101B |  | PRESSURE GAUGE OF L8-101B- ETP | PG | ETP | INS | INS |  | 2010011350 | JSWPL-VJN-UTL-ETP | 2001 | C | 2001 | 2000 |  | 2019-08-01 | 2958465 |  |  | 001 | 001 |  |  | 2023-03-20 | ACCPMSUP02 | 2023-03-20 | ACCPMSUP02 | ETP | INST
W | VJ-PG-M2-101A |  | PRESSURE GAUGE OF M2-101A- ETP | PG | ETP | INS | INS |  | 2010011350 | JSWPL-VJN-UTL-ETP | 2001 | C | 2001 | 2000 |  | 2019-08-01 | 2958465 |  |  | 001 | 001 |  |  | 2023-03-20 | ACCPMSUP02 | 2023-03-20 | ACCPMSUP02 | ETP | INST
W | VJ-PG-M2-101B |  | PRESSURE GAUGE OF M2-101B- ETP | PG | ETP | INS | INS |  | 2010011350 | JSWPL-VJN-UTL-ETP | 2001 | C | 2001 | 2000 |  | 2019-08-01 | 2958465 |  |  | 001 | 001 |  |  | 2023-03-20 | ACCPMSUP02 | 2023-03-20 | ACCPMSUP02 | ETP | INST
W | VJ-PG-P-100A |  | PRESSURE GAUGE OF PUMP P-100A | PG | TFM | INS | INS |  | 2010011080 | JSWPL-VJN-RMH-TNK | 2001 | A | 2001 | 2000 |  | 2019-06-01 | 2958465 |  |  | 001 | 001 |  |  | 2020-06-17 | 06090583 | 2020-06-17 | 06090583 | Tank Farm | INST
W | VJ-PG-P-100B |  | PRESSURE GAUGE OF PUMP P-100B | PG | TFM | INS | INS |  | 2010011080 | JSWPL-VJN-RMH-TNK | 2001 | A | 2001 | 2000 |  | 2019-06-01 | 2958465 |  |  | 001 | 001 |  |  | 2020-06-17 | 06090583 | 2020-06-17 | 06090583 | Tank Farm | INST
W | VJ-PG-P-100C |  | PRESSURE GAUGE OF PUMP P-100C | PG | TFM | INS | INS |  | 2010011080 | JSWPL-VJN-RMH-TNK | 2001 | A | 2001 | 2000 |  | 2019-06-01 | 2958465 |  |  | 001 | 001 |  |  | 2020-06-17 | 06090583 | 2020-06-17 | 06090583 | Tank Farm | INST
W | VJ-PG-P-100D |  | PRESSURE GAUGE OF PUMP P-100D | PG | TFM | INS | INS |  | 2010011080 | JSWPL-VJN-RMH-TNK | 2001 | A | 2001 | 2000 |  | 2019-06-01 | 2958465 |  |  | 001 | 001 |  |  | 2020-06-17 | 06090583 | 2020-06-17 | 06090583 | Tank Farm | INST
W | VJ-PG-P-100E |  | PRESSURE GAUGE OF PUMP P-100E | PG | TFM | INS | INS |  | 2010011080 | JSWPL-VJN-RMH-TNK | 2001 | A | 2001 | 2000 |  | 2019-06-01 | 2958465 |  |  | 001 | 001 |  |  | 2020-06-17 | 06090583 | 2020-06-17 | 06090583 | Tank Farm | INST
W | VJ-PG-P-100F |  | PRESSURE GAUGE OF PUMP P-100F | PG | TFM | INS | INS |  | 2010011080 | JSWPL-VJN-RMH-TNK | 2001 | A | 2001 | 2000 |  | 2019-06-01 | 2958465 |  |  | 001 | 001 |  |  | 2020-06-17 | 06090583 | 2020-06-17 | 06090583 | Tank Farm | INST
W | VJ-PG-P-101A |  | PRESSURE GAUGE OF PUMP P-101A | PG | TFM | INS | INS |  | 2010011080 | JSWPL-VJN-RMH-TNK | 2001 | A | 2001 | 2000 |  | 2019-06-01 | 2958465 |  |  | 001 | 001 |  |  | 2020-06-17 | 06090583 | 2020-06-17 | 06090583 | Tank Farm | INST
W | VJ-PG-P-101B |  | PRESSURE GAUGE OF PUMP P-101B | PG | TFM | INS | INS |  | 2010011080 | JSWPL-VJN-RMH-TNK | 2001 | A | 2001 | 2000 |  | 2019-06-01 | 2958465 |  |  | 001 | 001 |  |  | 2020-06-17 | 06090583 | 2020-06-17 | 06090583 | Tank Farm | INST
W | VJ-PG-P-101C |  | PRESSURE GAUGE OF PUMP P-101C | PG | TFM | INS | INS |  | 2010011080 | JSWPL-VJN-RMH-TNK | 2001 | A | 2001 | 2000 |  | 2019-06-01 | 2958465 |  |  | 001 | 001 |  |  | 2020-06-17 | 06090583 | 2020-06-17 | 06090583 | Tank Farm | INST
W | VJ-PG-P-300A |  | PRESSSURE GAUGE FIRE PUMP LINE | PG | UTY | INS | INS |  | 2010011080 | JSWPL-VJN-RMH | 2001 | C | 2001 | 2000 |  | 2019-08-01 | 2958465 |  |  | 001 | 001 |  |  | 2023-03-20 | ACCPMSUP02 | 2023-03-20 | ACCPMSUP02 | RM Handling | INST
W | VJ-PG-P-300B |  | PRESSSURE GAUGE FIRE PUMP LINE | PG | UTY | INS | INS |  | 2010011080 | JSWPL-VJN-RMH | 2001 | C | 2001 | 2000 |  | 2019-08-01 | 2958465 |  |  | 001 | 001 |  |  | 2023-03-20 | ACCPMSUP02 | 2023-03-20 | ACCPMSUP02 | RM Handling | INST
W | VJ-PG-P-301A |  | PRESSSURE GAUGE FIRE PUMP LINE | PG | UTY | INS | INS |  | 2010011080 | JSWPL-VJN-RMH | 2001 | C | 2001 | 2000 |  | 2019-08-01 | 2958465 |  |  | 001 | 001 |  |  | 2023-03-20 | ACCPMSUP02 | 2023-03-20 | ACCPMSUP02 | RM Handling | INST
W | VJ-PG-P-301B |  | PRESSSURE GAUGE FIRE PUMP LINE | PG | UTY | INS | INS |  | 2010011080 | JSWPL-VJN-RMH | 2001 | C | 2001 | 2000 |  | 2019-08-01 | 2958465 |  |  | 001 | 001 |  |  | 2023-03-20 | ACCPMSUP02 | 2023-03-20 | ACCPMSUP02 | RM Handling | INST
W | VJ-PG-P-BL-101 |  | PRESSURE GAUGE OF PUMP P-BL101 | PG | PRP | INS | INS |  | 2010011320 | JSWPL-VJN-PRC-BLE | 2001 | A | 2001 | 2000 |  | 2019-06-01 | 2958465 |  |  | 001 | 001 |  |  | 2020-06-17 | 06090583 | 2020-06-17 | 06090583 | Blender Section | INST
W | VJ-PG-P-BL-102 |  | PRESSURE GAUGE OF PUMP P-BL102 | PG | PRP | INS | INS |  | 2010011320 | JSWPL-VJN-PRC-BLE | 2001 | A | 2001 | 2000 |  | 2019-06-01 | 2958465 |  |  | 001 | 001 |  |  | 2020-06-17 | 06090583 | 2020-06-17 | 06090583 | Blender Section | INST
W | VJ-PG-P-BL-103 |  | PRESSURE GAUGE OF PUMP P-BL103 | PG | PRP | INS | INS |  | 2010011320 | JSWPL-VJN-PRC-BLE | 2001 | A | 2001 | 2000 |  | 2019-06-01 | 2958465 |  |  | 001 | 001 |  |  | 2020-06-17 | 06090583 | 2020-06-17 | 06090583 | Blender Section | INST
W | VJ-PG-P-BL-104 |  | PRESSURE GAUGE OF PUMP P-BL104 | PG | PRP | INS | INS |  | 2010011320 | JSWPL-VJN-PRC-BLE | 2001 | A | 2001 | 2000 |  | 2019-06-01 | 2958465 |  |  | 001 | 001 |  |  | 2020-06-17 | 06090583 | 2020-06-17 | 06090583 | Blender Section | INST
W | VJ-PG-P-BL-105 |  | PRESSURE GAUGE OF PUMP P-BL105 | PG | PRP | INS | INS |  | 2010011320 | JSWPL-VJN-PRC-BLE | 2001 | A | 2001 | 2000 |  | 2019-06-01 | 2958465 |  |  | 001 | 001 |  |  | 2020-06-17 | 06090583 | 2020-06-17 | 06090583 | Blender Section | INST
W | VJ-PG-P-BL-106 |  | PRESSURE GAUGE OF PUMP P-BL106 | PG | PRP | INS | INS |  | 2010011320 | JSWPL-VJN-PRC-BLE | 2001 | A | 2001 | 2000 |  | 2019-06-01 | 2958465 |  |  | 001 | 001 |  |  | 2020-06-17 | 06090583 | 2020-06-17 | 06090583 | Blender Section | INST
W | VJ-PG-P-BL-107 |  | PRESSURE GAUGE OF PUMP P-BL107 | PG | PRP | INS | INS |  | 2010011320 | JSWPL-VJN-PRC-BLE | 2001 | A | 2001 | 2000 |  | 2019-06-01 | 2958465 |  |  | 001 | 001 |  |  | 2020-06-17 | 06090583 | 2020-06-17 | 06090583 | Blender Section | INST
W | VJ-PG-P-BL-108 |  | PRESSURE GAUGE OF PUMP P-BL108 | PG | PRP | INS | INS |  | 2010011320 | JSWPL-VJN-PRC-BLE | 2001 | A | 2001 | 2000 |  | 2019-06-01 | 2958465 |  |  | 001 | 001 |  |  | 2020-06-17 | 06090583 | 2020-06-17 | 06090583 | Blender Section | INST
W | VJ-PG-P-BL-109 |  | PRESSURE GAUGE OF BLENDER-109 | GAUGEPRESS | PRP | INS | INS |  | 2010011350 | JSWPL-VJN-PRC-BLE | 2001 | C | 2001 | 2000 |  | 2025-01-15 | 2958465 |  |  | 001 | 001 |  |  | 2025-01-21 | ACCPMSUP05 | 2025-01-21 | ACCPMSUP05 | Blender Section | INST
W | VJ-PG-P-BL-110 |  | PRESSURE GAUGE OF BLENDER-110 | GAUGEPRESS | PRP | INS | INS |  | 2010011350 | JSWPL-VJN-PRC-BLE | 2001 | C | 2001 | 2000 |  | 2025-01-15 | 2958465 |  |  | 001 | 001 |  |  | 2025-01-21 | ACCPMSUP05 | 2025-01-21 | ACCPMSUP05 | Blender Section | INST
W | VJ-PG-P-BL-111 |  | PRESSURE GAUGE OF BLENDER-111 | GAUGEPRESS | PRP | INS | INS |  | 2010011350 | JSWPL-VJN-PRC-BLE | 2001 | C | 2001 | 2000 |  | 2025-01-15 | 2958465 |  |  | 001 | 001 |  |  | 2025-01-21 | ACCPMSUP05 | 2025-01-21 | ACCPMSUP05 | Blender Section | INST
W | VJ-PG-P-BL-112 |  | PRESSURE GAUGE OF BLENDER-112 | GAUGEPRESS | PRP | INS | INS |  | 2010011350 | JSWPL-VJN-PRC-BLE | 2001 | C | 2001 | 2000 |  | 2025-01-15 | 2958465 |  |  | 001 | 001 |  |  | 2025-01-21 | ACCPMSUP05 | 2025-01-21 | ACCPMSUP05 | Blender Section | INST
W | VJ-PG-P-BL-115 |  | PRESSURE GAUGE OF BLENDER-115 | GAUGEPRESS | PRP | INS | INS |  | 2010011350 | JSWPL-VJN-PRC-BLE | 2001 | C | 2001 | 2000 |  | 2025-01-15 | 2958465 |  |  | 001 | 001 |  |  | 2025-01-21 | ACCPMSUP05 | 2025-01-21 | ACCPMSUP05 | Blender Section | INST
W | VJ-PG-P-BL-116 |  | PRESSURE GAUGE OF BLENDER-116 | GAUGEPRESS | PRP | INS | INS |  | 2010011350 | JSWPL-VJN-PRC-BLE | 2001 | C | 2001 | 2000 |  | 2025-01-15 | 2958465 |  |  | 001 | 001 |  |  | 2025-01-21 | ACCPMSUP05 | 2025-01-21 | ACCPMSUP05 | Blender Section | INST
W | VJ-PG-P-BL-117 |  | PRESSURE GAUGE OF BLENDER-117 | GAUGEPRESS | PRP | INS | INS |  | 2010011350 | JSWPL-VJN-PRC-BLE | 2001 | C | 2001 | 2000 |  | 2025-01-15 | 2958465 |  |  | 001 | 001 |  |  | 2025-01-21 | ACCPMSUP05 | 2025-01-21 | ACCPMSUP05 | Blender Section | INST
W | VJ-PG-P-BL-118 |  | PRESSURE GAUGE OF BLENDER-118 | GAUGEPRESS | PRP | INS | INS |  | 2010011350 | JSWPL-VJN-PRC-BLE | 2001 | C | 2001 | 2000 |  | 2025-01-15 | 2958465 |  |  | 001 | 001 |  |  | 2025-01-21 | ACCPMSUP05 | 2025-01-21 | ACCPMSUP05 | Blender Section | INST
W | VJ-PG-P-BL-119 |  | PRESSURE GAUGE OF PUMP P-BL119 | PG | PRP | INS | INS |  | 2010011320 | JSWPL-VJN-PRC-BLE | 2001 | A | 2001 | 2000 |  | 2019-06-01 | 2958465 |  |  | 001 | 001 |  |  | 2020-06-17 | 06090583 | 2020-06-17 | 06090583 | Blender Section | INST
W | VJ-PG-P-BL-120 |  | PRESSURE GAUGE OF PUMP P-BL120 | PG | PRP | INS | INS |  | 2010011320 | JSWPL-VJN-PRC-BLE | 2001 | A | 2001 | 2000 |  | 2019-06-01 | 2958465 |  |  | 001 | 001 |  |  | 2020-06-17 | 06090583 | 2020-06-17 | 06090583 | Blender Section | INST
W | VJ-PG-P-BL-121 |  | PRESSURE GAUGE OF PUMP P-BL121 | PG | PRP | INS | INS |  | 2010011320 | JSWPL-VJN-PRC-BLE | 2001 | A | 2001 | 2000 |  | 2019-06-01 | 2958465 |  |  | 001 | 001 |  |  | 2020-06-17 | 06090583 | 2020-06-17 | 06090583 | Blender Section | INST
W | VJ-PG-P-BL-122 |  | PRESSURE GAUGE OF PUMP P-BL122 | PG | PRP | INS | INS |  | 2010011320 | JSWPL-VJN-PRC-BLE | 2001 | A | 2001 | 2000 |  | 2019-06-01 | 2958465 |  |  | 001 | 001 |  |  | 2020-06-17 | 06090583 | 2020-06-17 | 06090583 | Blender Section | INST
W | VJ-PG-P-BL-123 |  | PRESSURE GAUGE OF PUMP P-BL123 | PG | PRP | INS | INS |  | 2010011320 | JSWPL-VJN-PRC-BLE | 2001 | A | 2001 | 2000 |  | 2019-06-01 | 2958465 |  |  | 001 | 001 |  |  | 2020-06-17 | 06090583 | 2020-06-17 | 06090583 | Blender Section | INST
W | VJ-PG-P-BL-124 |  | PRESSURE GAUGE OF PUMP P-BL124 | PG | PRP | INS | INS |  | 2010011320 | JSWPL-VJN-PRC-BLE | 2001 | A | 2001 | 2000 |  | 2019-06-01 | 2958465 |  |  | 001 | 001 |  |  | 2020-06-17 | 06090583 | 2020-06-17 | 06090583 | Blender Section | INST
W | VJ-PG-P-BL-125 |  | PRESSURE GAUGE OF PUMP P-BL125 | PG | PRP | INS | INS |  | 2010011320 | JSWPL-VJN-PRC-BLE | 2001 | A | 2001 | 2000 |  | 2019-06-01 | 2958465 |  |  | 001 | 001 |  |  | 2020-06-17 | 06090583 | 2020-06-17 | 06090583 | Blender Section | INST
W | VJ-PG-P-BL-126 |  | PRESSURE GAUGE OF PUMP P-BL126 | PG | PRP | INS | INS |  | 2010011320 | JSWPL-VJN-PRC-BLE | 2001 | A | 2001 | 2000 |  | 2019-06-01 | 2958465 |  |  | 001 | 001 |  |  | 2020-06-17 | 06090583 | 2020-06-17 | 06090583 | Blender Section | INST
W | VJ-PG-P-BL-127 |  | PRESSURE GAUGE OF PUMP P-BL127 | PG | PRP | INS | INS |  | 2010011320 | JSWPL-VJN-PRC-BLE | 2001 | A | 2001 | 2000 |  | 2019-06-01 | 2958465 |  |  | 001 | 001 |  |  | 2020-06-17 | 06090583 | 2020-06-17 | 06090583 | Blender Section | INST
W | VJ-PG-P-BL-128 |  | PRESSURE GAUGE OF PUMP P-BL128 | PG | PRP | INS | INS |  | 2010011320 | JSWPL-VJN-PRC-BLE | 2001 | A | 2001 | 2000 |  | 2019-06-01 | 2958465 |  |  | 001 | 001 |  |  | 2020-06-17 | 06090583 | 2020-06-17 | 06090583 | Blender Section | INST
W | VJ-PG-P-BL-129 |  | PRESSURE GAUGE OF PUMP P-BL129 | PG | PRP | INS | INS |  | 2010011320 | JSWPL-VJN-PRC-BLE | 2001 | A | 2001 | 2000 |  | 2019-06-01 | 2958465 |  |  | 001 | 001 |  |  | 2020-06-17 | 06090583 | 2020-06-17 | 06090583 | Blender Section | INST
W | VJ-PG-P-BL-130 |  | PRESSURE GAUGE OF PUMP P-BL130 | PG | PRP | INS | INS |  | 2010011320 | JSWPL-VJN-PRC-BLE | 2001 | A | 2001 | 2000 |  | 2019-06-01 | 2958465 |  |  | 001 | 001 |  |  | 2020-06-17 | 06090583 | 2020-06-17 | 06090583 | Blender Section | INST
W | VJ-PG-P-CT-101A |  | PRESSURE GAUGE OF PUMP P-CT101A | PG | PRP | INS | INS |  | 2010011360 | JSWPL-VJN-UTL-CTR | 2001 | A | 2001 | 2000 |  | 2019-06-01 | 2958465 |  |  | 001 | 001 |  |  | 2020-06-17 | 06090583 | 2020-06-17 | 06090583 | Cooling Tower | INST
W | VJ-PG-P-CT-101B |  | PRESSURE GAUGE OF PUMP P-CT101B | PG | PRP | INS | INS |  | 2010011360 | JSWPL-VJN-UTL-CTR | 2001 | A | 2001 | 2000 |  | 2019-06-01 | 2958465 |  |  | 001 | 001 |  |  | 2020-06-17 | 06090583 | 2020-06-17 | 06090583 | Cooling Tower | INST
W | VJ-PG-P-CT-102C |  | PRESSURE GAUGE OF PUMP P-CT102C | PG | PRP | INS | INS |  | 2010011360 | JSWPL-VJN-UTL-CTR | 2001 | A | 2001 | 2000 |  | 2019-06-01 | 2958465 |  |  | 001 | 001 |  |  | 2020-06-17 | 06090583 | 2020-06-17 | 06090583 | Cooling Tower | INST
W | VJ-PG-P-T-102 |  | PRESSURE GAUGE OF PUMP P-T102 | PG | TFM | INS | INS |  | 2010011080 | JSWPL-VJN-RMH-TNK | 2001 | A | 2001 | 2000 |  | 2019-06-01 | 2958465 |  |  | 001 | 001 |  |  | 2020-06-17 | 06090583 | 2020-06-17 | 06090583 | Tank Farm | INST
W | VJ-PG-P-T-108 |  | PRESSURE GAUGE OF PUMP P-T108 | PG | TFM | INS | INS |  | 2010011080 | JSWPL-VJN-RMH-TNK | 2001 | A | 2001 | 2000 |  | 2019-06-01 | 2958465 |  |  | 001 | 001 |  |  | 2020-06-17 | 06090583 | 2020-06-17 | 06090583 | Tank Farm | INST
W | VJ-PG-P-T-113 |  | PRESSURE GAUGE OF PUMP P-T113 | PG | TFM | INS | INS |  | 2010011080 | JSWPL-VJN-RMH-TNK | 2001 | A | 2001 | 2000 |  | 2019-06-01 | 2958465 |  |  | 001 | 001 |  |  | 2020-06-17 | 06090583 | 2020-06-17 | 06090583 | Tank Farm | INST
W | VJ-PG-P-T-115 |  | PRESSURE GAUGE OF PUMP P-T115 | PG | TFM | INS | INS |  | 2010011080 | JSWPL-VJN-RMH-TNK | 2001 | A | 2001 | 2000 |  | 2019-06-01 | 2958465 |  |  | 001 | 001 |  |  | 2020-06-17 | 06090583 | 2020-06-17 | 06090583 | Tank Farm | INST
W | VJ-PG-P-T-116 |  | PRESSURE GAUGE OF PUMP P-T116 | PG | TFM | INS | INS |  | 2010011080 | JSWPL-VJN-RMH-TNK | 2001 | A | 2001 | 2000 |  | 2019-06-01 | 2958465 |  |  | 001 | 001 |  |  | 2020-06-17 | 06090583 | 2020-06-17 | 06090583 | Tank Farm | INST
W | VJ-PG-P-T-117 |  | PRESSURE GAUGE OF PUMP P-T117 | PG | TFM | INS | INS |  | 2010011080 | JSWPL-VJN-RMH-TNK | 2001 | A | 2001 | 2000 |  | 2019-06-01 | 2958465 |  |  | 001 | 001 |  |  | 2020-06-17 | 06090583 | 2020-06-17 | 06090583 | Tank Farm | INST
W | VJ-PG-P-T-118 |  | PRESSURE GAUGE OF PUMP P-T118 | PG | TFM | INS | INS |  | 2010011080 | JSWPL-VJN-RMH-TNK | 2001 | A | 2001 | 2000 |  | 2019-06-01 | 2958465 |  |  | 001 | 001 |  |  | 2020-06-17 | 06090583 | 2020-06-17 | 06090583 | Tank Farm | INST
W | VJ-PG-P-T-120 |  | PRESSURE GAUGE OF PUMP P-T120 | PG | TFM | INS | INS |  | 2010011080 | JSWPL-VJN-RMH-TNK | 2001 | A | 2001 | 2000 |  | 2019-06-01 | 2958465 |  |  | 001 | 001 |  |  | 2020-06-17 | 06090583 | 2020-06-17 | 06090583 | Tank Farm | INST
W | VJ-PG-P-T-122 |  | PRESSURE GAUGE OF PUMP P-T122 | PG | TFM | INS | INS |  | 2010011080 | JSWPL-VJN-RMH-TNK | 2001 | A | 2001 | 2000 |  | 2019-06-01 | 2958465 |  |  | 001 | 001 |  |  | 2020-06-17 | 06090583 | 2020-06-17 | 06090583 | Tank Farm | INST
W | VJ-PG-P-T-123 |  | PRESSURE GAUGE OF PUMP P-T123 | PG | TFM | INS | INS |  | 2010011080 | JSWPL-VJN-RMH-TNK | 2001 | A | 2001 | 2000 |  | 2019-06-01 | 2958465 |  |  | 001 | 001 |  |  | 2020-06-17 | 06090583 | 2020-06-17 | 06090583 | Tank Farm | INST
W | VJ-PG-P-T-124 |  | PRESSURE GAUGE OF PUMP P-T124 | PG | TFM | INS | INS |  | 2010011080 | JSWPL-VJN-RMH-TNK | 2001 | A | 2001 | 2000 |  | 2019-06-01 | 2958465 |  |  | 001 | 001 |  |  | 2020-06-17 | 06090583 | 2020-06-17 | 06090583 | Tank Farm | INST
W | VJ-PG-P-T-125 |  | PRESSURE GAUGE OF PUMP P-T125 | PG | TFM | INS | INS |  | 2010011080 | JSWPL-VJN-RMH-TNK | 2001 | A | 2001 | 2000 |  | 2019-06-01 | 2958465 |  |  | 001 | 001 |  |  | 2020-06-17 | 06090583 | 2020-06-17 | 06090583 | Tank Farm | INST
W | VJ-PG-P-T-126 |  | PRESSURE GAUGE OF PUMP P-T126 | PG | TFM | INS | INS |  | 2010011080 | JSWPL-VJN-RMH-TNK | 2001 | A | 2001 | 2000 |  | 2019-06-01 | 2958465 |  |  | 001 | 001 |  |  | 2020-06-17 | 06090583 | 2020-06-17 | 06090583 | Tank Farm | INST
W | VJ-PG-P-T-127 |  | PRESSURE GAUGE OF PUMP P-T127 | PG | TFM | INS | INS |  | 2010011080 | JSWPL-VJN-RMH-TNK | 2001 | A | 2001 | 2000 |  | 2019-06-01 | 2958465 |  |  | 001 | 001 |  |  | 2020-06-17 | 06090583 | 2020-06-17 | 06090583 | Tank Farm | INST
W | VJ-PG-P-T-129 |  | PRESSURE GAUGE OF PUMP P-T129 | PG | TFM | INS | INS |  | 2010011080 | JSWPL-VJN-RMH-TNK | 2001 | A | 2001 | 2000 |  | 2019-06-01 | 2958465 |  |  | 001 | 001 |  |  | 2020-06-17 | 06090583 | 2020-06-17 | 06090583 | Tank Farm | INST
W | VJ-PG-P-T-130 |  | PRESSURE GAUGE OF PUMP P-T130 | PG | PRP | INS | INS |  | 2010011080 | JSWPL-VJN-RMH | 2001 | A | 2001 | 2000 |  | 2019-06-01 | 2958465 |  |  | 001 | 001 |  |  | 2020-06-17 | 06090583 | 2020-06-17 | 06090583 | RM Handling | INST
W | VJ-PG-P-T-131 |  | PRESSURE GAUGE OF PUMP P-T131 | PG | PRP | INS | INS |  | 2010011080 | JSWPL-VJN-RMH | 2001 | A | 2001 | 2000 |  | 2019-06-01 | 2958465 |  |  | 001 | 001 |  |  | 2020-06-17 | 06090583 | 2020-06-17 | 06090583 | RM Handling | INST
W | VJ-PG-P-T-133B |  | PRESSURE GAUGE OF PUMP P-T133B | PG | PRP | INS | INS |  | 2010011080 | JSWPL-VJN-RMH | 2001 | A | 2001 | 2000 |  | 2019-06-01 | 2958465 |  |  | 001 | 001 |  |  | 2020-06-17 | 06090583 | 2020-06-17 | 06090583 | RM Handling | INST
W | VJ-PG-P-T-134A |  | PRESSURE GAUGE OF PUMP P-T134A | PG | PRP | INS | INS |  | 2010011080 | JSWPL-VJN-RMH | 2001 | A | 2001 | 2000 |  | 2019-06-01 | 2958465 |  |  | 001 | 001 |  |  | 2020-06-17 | 06090583 | 2020-06-17 | 06090583 | RM Handling | INST
W | VJ-PG-P-T-134B |  | PRESSURE GAUGE OF PUMP P-T134B | PG | PRP | INS | INS |  | 2010011080 | JSWPL-VJN-RMH | 2001 | A | 2001 | 2000 |  | 2019-06-01 | 2958465 |  |  | 001 | 001 |  |  | 2020-06-17 | 06090583 | 2020-06-17 | 06090583 | RM Handling | INST
W | VJ-PG-P-T-135 |  | PRESSURE GAUGE OF PUMP P-T135 | PG | PRP | INS | INS |  | 2010011080 | JSWPL-VJN-RMH | 2001 | A | 2001 | 2000 |  | 2019-06-01 | 2958465 |  |  | 001 | 001 |  |  | 2020-06-17 | 06090583 | 2020-06-17 | 06090583 | RM Handling | INST
W | VJ-PG-P-T-136 |  | PRESSURE GAUGE OF PUMP P-T136 | PG | PRP | INS | INS |  | 2010011080 | JSWPL-VJN-RMH | 2001 | A | 2001 | 2000 |  | 2019-06-01 | 2958465 |  |  | 001 | 001 |  |  | 2020-06-17 | 06090583 | 2020-06-17 | 06090583 | RM Handling | INST
W | VJ-PG-P-T-137 |  | PRESSURE GAUGE OF PUMP P-T137 | PG | PRP | INS | INS |  | 2010011080 | JSWPL-VJN-RMH | 2001 | A | 2001 | 2000 |  | 2019-06-01 | 2958465 |  |  | 001 | 001 |  |  | 2020-06-17 | 06090583 | 2020-06-17 | 06090583 | RM Handling | INST
W | VJ-PG-P-T-138 |  | PRESSURE GAUGE OF PUMP P-T138 | PG | PRP | INS | INS |  | 2010011080 | JSWPL-VJN-RMH | 2001 | A | 2001 | 2000 |  | 2019-06-01 | 2958465 |  |  | 001 | 001 |  |  | 2020-06-17 | 06090583 | 2020-06-17 | 06090583 | RM Handling | INST
W | VJ-PG-P-T-139A |  | PRESSURE GAUGE OF PUMP P-T139A | PG | PRP | INS | INS |  | 2010011080 | JSWPL-VJN-RMH | 2001 | A | 2001 | 2000 |  | 2019-06-01 | 2958465 |  |  | 001 | 001 |  |  | 2020-06-17 | 06090583 | 2020-06-17 | 06090583 | RM Handling | INST
W | VJ-PG-P-T-139B |  | PRESSURE GAUGE OF PUMP P-T139B | PG | PRP | INS | INS |  | 2010011080 | JSWPL-VJN-RMH | 2001 | A | 2001 | 2000 |  | 2019-06-01 | 2958465 |  |  | 001 | 001 |  |  | 2020-06-17 | 06090583 | 2020-06-17 | 06090583 | RM Handling | INST
W | VJ-PG-P-T-140A |  | PRESSURE GAUGE OF PUMP P-T140A | PG | PRP | INS | INS |  | 2010011080 | JSWPL-VJN-RMH | 2001 | A | 2001 | 2000 |  | 2019-06-01 | 2958465 |  |  | 001 | 001 |  |  | 2020-06-17 | 06090583 | 2020-06-17 | 06090583 | RM Handling | INST
W | VJ-PG-P-T-140B |  | PRESSURE GAUGE OF PUMP P-T140B | PG | PRP | INS | INS |  | 2010011080 | JSWPL-VJN-RMH | 2001 | A | 2001 | 2000 |  | 2019-06-01 | 2958465 |  |  | 001 | 001 |  |  | 2020-06-17 | 06090583 | 2020-06-17 | 06090583 | RM Handling | INST
W | VJ-PG-P-T-141 |  | PRESSURE GAUGE OF PUMP P-T141 | PG | PRP | INS | INS |  | 2010011080 | JSWPL-VJN-RMH | 2001 | A | 2001 | 2000 |  | 2019-06-01 | 2958465 |  |  | 001 | 001 |  |  | 2020-06-17 | 06090583 | 2020-06-17 | 06090583 | RM Handling | INST
W | VJ-PG-P-T-142A |  | PRESSURE GAUGE OF PUMP P-T142A | PG | PRP | INS | INS |  | 2010011080 | JSWPL-VJN-RMH | 2001 | A | 2001 | 2000 |  | 2019-06-01 | 2958465 |  |  | 001 | 001 |  |  | 2020-06-17 | 06090583 | 2020-06-17 | 06090583 | RM Handling | INST
W | VJ-PG-P-T-142B |  | PRESSURE GAUGE OF PUMP P-T142B | PG | PRP | INS | INS |  | 2010011080 | JSWPL-VJN-RMH | 2001 | A | 2001 | 2000 |  | 2019-06-01 | 2958465 |  |  | 001 | 001 |  |  | 2020-06-17 | 06090583 | 2020-06-17 | 06090583 | RM Handling | INST
W | VJ-PG-P-T-143A |  | PRESSURE GAUGE OF PUMP P-T143A | PG | PRP | INS | INS |  | 2010011080 | JSWPL-VJN-RMH | 2001 | A | 2001 | 2000 |  | 2019-06-01 | 2958465 |  |  | 001 | 001 |  |  | 2020-06-17 | 06090583 | 2020-06-17 | 06090583 | RM Handling | INST
W | VJ-PG-P-T-143B |  | PRESSURE GAUGE OF PUMP P-T143B | PG | PRP | INS | INS |  | 2010011080 | JSWPL-VJN-RMH | 2001 | A | 2001 | 2000 |  | 2019-06-01 | 2958465 |  |  | 001 | 001 |  |  | 2020-06-17 | 06090583 | 2020-06-17 | 06090583 | RM Handling | INST
W | VJ-PG-P-T-144A |  | PRESSURE GAUGE OF PUMP P-T144A | PG | PRP | INS | INS |  | 2010011080 | JSWPL-VJN-RMH | 2001 | A | 2001 | 2000 |  | 2019-06-01 | 2958465 |  |  | 001 | 001 |  |  | 2020-06-17 | 06090583 | 2020-06-17 | 06090583 | RM Handling | INST
W | VJ-PG-P-T-144B |  | PRESSURE GAUGE OF PUMP P-T144B | PG | PRP | INS | INS |  | 2010011080 | JSWPL-VJN-RMH | 2001 | A | 2001 | 2000 |  | 2019-06-01 | 2958465 |  |  | 001 | 001 |  |  | 2020-06-17 | 06090583 | 2020-06-17 | 06090583 | RM Handling | INST
W | VJ-PG-P-T-145A |  | PRESSURE GAUGE OF PUMP P-T145A | PG | PRP | INS | INS |  | 2010011080 | JSWPL-VJN-RMH | 2001 | A | 2001 | 2000 |  | 2019-06-01 | 2958465 |  |  | 001 | 001 |  |  | 2020-06-17 | 06090583 | 2020-06-17 | 06090583 | RM Handling | INST
W | VJ-PG-P-T-145B |  | PRESSURE GAUGE OF PUMP P-T145B | PG | PRP | INS | INS |  | 2010011080 | JSWPL-VJN-RMH | 2001 | A | 2001 | 2000 |  | 2019-06-01 | 2958465 |  |  | 001 | 001 |  |  | 2020-06-17 | 06090583 | 2020-06-17 | 06090583 | RM Handling | INST
W | VJ-PG-P-T-146A |  | PRESSURE GAUGE OF PUMP P-T146A | PG | PRP | INS | INS |  | 2010011080 | JSWPL-VJN-RMH | 2001 | A | 2001 | 2000 |  | 2019-06-01 | 2958465 |  |  | 001 | 001 |  |  | 2020-06-17 | 06090583 | 2020-06-17 | 06090583 | RM Handling | INST
W | VJ-PG-P-T-146B |  | PRESSURE GAUGE OF PUMP P-T146B | PG | PRP | INS | INS |  | 2010011080 | JSWPL-VJN-RMH | 2001 | A | 2001 | 2000 |  | 2019-06-01 | 2958465 |  |  | 001 | 001 |  |  | 2020-06-17 | 06090583 | 2020-06-17 | 06090583 | RM Handling | INST
W | VJ-PG-P-T-146C |  | PRESSURE GAUGE OF PUMP P-T146C | PG | PRP | INS | INS |  | 2010011080 | JSWPL-VJN-RMH | 2001 | A | 2001 | 2000 |  | 2019-06-01 | 2958465 |  |  | 001 | 001 |  |  | 2020-06-17 | 06090583 | 2020-06-17 | 06090583 | RM Handling | INST
W | VJ-PG-P-T-146D |  | PRESSURE GAUGE OF PUMP P-T146D | PG | PRP | INS | INS |  | 2010011080 | JSWPL-VJN-RMH | 2001 | A | 2001 | 2000 |  | 2019-06-01 | 2958465 |  |  | 001 | 001 |  |  | 2020-06-17 | 06090583 | 2020-06-17 | 06090583 | RM Handling | INST
W | VJ-PG-P-T-146E |  | PRESSURE GAUGE OF PUMP P-T146E | PG | PRP | INS | INS |  | 2010011080 | JSWPL-VJN-RMH | 2001 | A | 2001 | 2000 |  | 2019-06-01 | 2958465 |  |  | 001 | 001 |  |  | 2020-06-17 | 06090583 | 2020-06-17 | 06090583 | RM Handling | INST
W | VJ-PG-P-T-146F |  | PRESSURE GAUGE OF PUMP P-T146F | PG | PRP | INS | INS |  | 2010011080 | JSWPL-VJN-RMH | 2001 | A | 2001 | 2000 |  | 2019-06-01 | 2958465 |  |  | 001 | 001 |  |  | 2020-06-17 | 06090583 | 2020-06-17 | 06090583 | RM Handling | INST
W | VJ-PG-P-T-147 |  | PRESSURE GAUGE OF PUMP P-T147 | PG | PRP | INS | INS |  | 2010011080 | JSWPL-VJN-RMH | 2001 | A | 2001 | 2000 |  | 2019-06-01 | 2958465 |  |  | 001 | 001 |  |  | 2020-06-17 | 06090583 | 2020-06-17 | 06090583 | RM Handling | INST
W | VJ-PG-P-T-148 |  | PRESSURE GAUGE OF PUMP P-T148 | PG | PRP | INS | INS |  | 2010011080 | JSWPL-VJN-RMH | 2001 | A | 2001 | 2000 |  | 2019-06-01 | 2958465 |  |  | 001 | 001 |  |  | 2020-06-17 | 06090583 | 2020-06-17 | 06090583 | RM Handling | INST
W | VJ-PG-P-T-150 |  | PRESSURE GAUGE OF PUMP P-T150 | PG | PRP | INS | INS |  | 2010011080 | JSWPL-VJN-RMH | 2001 | A | 2001 | 2000 |  | 2019-06-01 | 2958465 |  |  | 001 | 001 |  |  | 2020-06-17 | 06090583 | 2020-06-17 | 06090583 | RM Handling | INST
W | VJ-PG-P-T-151 |  | PRESSURE GAUGE OF PUMP P-T151 | PG | PRP | INS | INS |  | 2010011080 | JSWPL-VJN-RMH | 2001 | A | 2001 | 2000 |  | 2019-06-01 | 2958465 |  |  | 001 | 001 |  |  | 2020-06-17 | 06090583 | 2020-06-17 | 06090583 | RM Handling | INST
W | VJ-PG-P-T-152A |  | PRESSURE GAUGE OF PUMP P-T152A | PG | PRP | INS | INS |  | 2010011080 | JSWPL-VJN-RMH | 2001 | A | 2001 | 2000 |  | 2019-06-01 | 2958465 |  |  | 001 | 001 |  |  | 2020-06-17 | 06090583 | 2020-06-17 | 06090583 | RM Handling | INST
W | VJ-PG-P-T-152B |  | PRESSURE GAUGE OF PUMP P-T152B | PG | PRP | INS | INS |  | 2010011080 | JSWPL-VJN-RMH | 2001 | A | 2001 | 2000 |  | 2019-06-01 | 2958465 |  |  | 001 | 001 |  |  | 2020-06-17 | 06090583 | 2020-06-17 | 06090583 | RM Handling | INST
W | VJ-PG-P-T-159A |  | PRESSURE GAUGE OF PUMP P-T159A | PG | PRP | INS | INS |  | 2010011080 | JSWPL-VJN-RMH | 2001 | A | 2001 | 2000 |  | 2019-06-01 | 2958465 |  |  | 001 | 001 |  |  | 2020-06-17 | 06090583 | 2020-06-17 | 06090583 | RM Handling | INST
W | VJ-PG-P-T-159B |  | PRESSURE GAUGE OF PUMP P-T159B | PG | PRP | INS | INS |  | 2010011080 | JSWPL-VJN-RMH | 2001 | A | 2001 | 2000 |  | 2019-06-01 | 2958465 |  |  | 001 | 001 |  |  | 2020-06-17 | 06090583 | 2020-06-17 | 06090583 | RM Handling | INST
W | VJ-PG-P-T-160 |  | PRESSURE GAUGE OF PUMP P-T160 | PG | PRP | INS | INS |  | 2010011080 | JSWPL-VJN-RMH | 2001 | A | 2001 | 2000 |  | 2019-06-01 | 2958465 |  |  | 001 | 001 |  |  | 2020-06-17 | 06090583 | 2020-06-17 | 06090583 | RM Handling | INST
W | VJ-PG-P-T-161 |  | PRESSURE GAUGE OF PUMP P-T161 | PG | PRP | INS | INS |  | 2010011080 | JSWPL-VJN-RMH | 2001 | A | 2001 | 2000 |  | 2019-06-01 | 2958465 |  |  | 001 | 001 |  |  | 2020-06-17 | 06090583 | 2020-06-17 | 06090583 | RM Handling | INST
W | VJ-PG-P-T-164 |  | PRESSURE GAUGE OF PUMP P-T164 | PG | PRP | INS | INS |  | 2010011080 | JSWPL-VJN-RMH | 2001 | A | 2001 | 2000 |  | 2019-06-01 | 2958465 |  |  | 001 | 001 |  |  | 2020-06-17 | 06090583 | 2020-06-17 | 06090583 | RM Handling | INST
W | VJ-PG-P-T-171 |  | PRESSURE GAUGE OF PUMP P-T171 | PG | PRP | INS | INS |  | 2010011370 | JSWPL-VJN-PRC-WWS | 2001 | A | 2001 | 2000 |  | 2019-06-01 | 2958465 |  |  | 001 | 001 |  |  | 2020-06-17 | 06090583 | 2020-06-17 | 06090583 | Wash Water System | INST
W | VJ-PG-P-T-172 |  | PRESSURE GAUGE OF PUMP P-T172 | PG | PRP | INS | INS |  | 2010011370 | JSWPL-VJN-PRC-WWS | 2001 | A | 2001 | 2000 |  | 2019-06-01 | 2958465 |  |  | 001 | 001 |  |  | 2020-06-17 | 06090583 | 2020-06-17 | 06090583 | Wash Water System | INST
W | VJ-PG-P-T-173A |  | PRESSURE GAUGE OF PUMP P-T173A | PG | PRP | INS | INS |  | 2010011370 | JSWPL-VJN-PRC-WWS | 2001 | A | 2001 | 2000 |  | 2019-06-01 | 2958465 |  |  | 001 | 001 |  |  | 2020-06-17 | 06090583 | 2020-06-17 | 06090583 | Wash Water System | INST
W | VJ-PG-P-T-173B |  | PRESSURE GAUGE OF PUMP P-T173B | PG | PRP | INS | INS |  | 2010011370 | JSWPL-VJN-PRC-WWS | 2001 | A | 2001 | 2000 |  | 2019-06-01 | 2958465 |  |  | 001 | 001 |  |  | 2020-06-17 | 06090583 | 2020-06-17 | 06090583 | Wash Water System | INST
W | VJ-PG-P-T-174 |  | PRESSURE GAUGE OF PUMP P-T174 | PG | PRP | INS | INS |  | 2010011370 | JSWPL-VJN-PRC-WWS | 2001 | A | 2001 | 2000 |  | 2019-06-01 | 2958465 |  |  | 001 | 001 |  |  | 2020-06-17 | 06090583 | 2020-06-17 | 06090583 | Wash Water System | INST
W | VJ-PG-P-T-175 |  | PRESSURE GAUGE OF PUMP P-T175 | PG | PRP | INS | INS |  | 2010011370 | JSWPL-VJN-PRC-WWS | 2001 | A | 2001 | 2000 |  | 2019-06-01 | 2958465 |  |  | 001 | 001 |  |  | 2020-06-17 | 06090583 | 2020-06-17 | 06090583 | Wash Water System | INST
W | VJ-PG-P-T-176 |  | PRESSURE GAUGE OF PUMP P-T176 | PG | PRP | INS | INS |  | 2010011370 | JSWPL-VJN-PRC-WWS | 2001 | A | 2001 | 2000 |  | 2019-06-01 | 2958465 |  |  | 001 | 001 |  |  | 2020-06-17 | 06090583 | 2020-06-17 | 06090583 | Wash Water System | INST
W | VJ-PG-P-T-177 |  | PRESSURE GAUGE OF PUMP P-T177 | PG | PRP | INS | INS |  | 2010011370 | JSWPL-VJN-PRC-WWS | 2001 | A | 2001 | 2000 |  | 2019-06-01 | 2958465 |  |  | 001 | 001 |  |  | 2020-06-17 | 06090583 | 2020-06-17 | 06090583 | Wash Water System | INST
W | VJ-PG-P-T-178 |  | PRESSURE GAUGE OF PUMP P-T178 | PG | PRP | INS | INS |  | 2010011370 | JSWPL-VJN-PRC-WWS | 2001 | A | 2001 | 2000 |  | 2019-06-01 | 2958465 |  |  | 001 | 001 |  |  | 2020-06-17 | 06090583 | 2020-06-17 | 06090583 | Wash Water System | INST
W | VJ-PG-P-T-179 |  | PRESSURE GAUGE OF PUMP P-T179 | PG | PRP | INS | INS |  | 2010011370 | JSWPL-VJN-PRC-WWS | 2001 | A | 2001 | 2000 |  | 2019-06-01 | 2958465 |  |  | 001 | 001 |  |  | 2020-06-17 | 06090583 | 2020-06-17 | 06090583 | Wash Water System | INST
W | VJ-PG-P-T-180 |  | PRESSURE GAUGE OF PUMP P-T180 | PG | PRP | INS | INS |  | 2010011370 | JSWPL-VJN-PRC-WWS | 2001 | A | 2001 | 2000 |  | 2019-06-01 | 2958465 |  |  | 001 | 001 |  |  | 2020-06-17 | 06090583 | 2020-06-17 | 06090583 | Wash Water System | INST
W | VJ-PG-P-T-181 |  | PRESSURE GAUGE OF PUMP P-T181 | PG | PRP | INS | INS |  | 2010011370 | JSWPL-VJN-PRC-WWS | 2001 | A | 2001 | 2000 |  | 2019-06-01 | 2958465 |  |  | 001 | 001 |  |  | 2020-06-17 | 06090583 | 2020-06-17 | 06090583 | Wash Water System | INST
W | VJ-PG-P-T-182 |  | PRESSURE GAUGE OF PUMP P-T182 | PG | PRP | INS | INS |  | 2010011370 | JSWPL-VJN-PRC-WWS | 2001 | A | 2001 | 2000 |  | 2019-06-01 | 2958465 |  |  | 001 | 001 |  |  | 2020-06-17 | 06090583 | 2020-06-17 | 06090583 | Wash Water System | INST
W | VJ-PG-P-T-183 |  | PRESSURE GAUGE OF PUMP P-T183 | PG | PRP | INS | INS |  | 2010011370 | JSWPL-VJN-PRC-WWS | 2001 | A | 2001 | 2000 |  | 2019-06-01 | 2958465 |  |  | 001 | 001 |  |  | 2020-06-17 | 06090583 | 2020-06-17 | 06090583 | Wash Water System | INST
W | VJ-PG-P-T-184 |  | PRESSURE GAUGE OF PUMP P-T184 | PG | PRP | INS | INS |  | 2010011370 | JSWPL-VJN-PRC-WWS | 2001 | A | 2001 | 2000 |  | 2019-06-01 | 2958465 |  |  | 001 | 001 |  |  | 2020-06-17 | 06090583 | 2020-06-17 | 06090583 | Wash Water System | INST
W | VJ-PG-P-T-185 |  | PRESSURE GAUGE OF PUMP P-T185 | PG | PRP | INS | INS |  | 2010011370 | JSWPL-VJN-PRC-WWS | 2001 | A | 2001 | 2000 |  | 2019-06-01 | 2958465 |  |  | 001 | 001 |  |  | 2020-06-17 | 06090583 | 2020-06-17 | 06090583 | Wash Water System | INST
W | VJ-PG-P-T-186 |  | PRESSURE GAUGE OF PUMP P-T186 | PG | PRP | INS | INS |  | 2010011370 | JSWPL-VJN-PRC-WWS | 2001 | A | 2001 | 2000 |  | 2019-06-01 | 2958465 |  |  | 001 | 001 |  |  | 2020-06-17 | 06090583 | 2020-06-17 | 06090583 | Wash Water System | INST
W | VJ-PG-P-T-187 |  | PRESSURE GAUGE OF PUMP P-T187 | PG | PRP | INS | INS |  | 2010011370 | JSWPL-VJN-PRC-WWS | 2001 | A | 2001 | 2000 |  | 2019-06-01 | 2958465 |  |  | 001 | 001 |  |  | 2020-06-17 | 06090583 | 2020-06-17 | 06090583 | Wash Water System | INST
W | VJ-PG-P-T-188 |  | PRESSURE GAUGE OF PUMP P-T188 | PG | PRP | INS | INS |  | 2010011370 | JSWPL-VJN-PRC-WWS | 2001 | A | 2001 | 2000 |  | 2019-06-01 | 2958465 |  |  | 001 | 001 |  |  | 2020-06-17 | 06090583 | 2020-06-17 | 06090583 | Wash Water System | INST
W | VJ-PG-P-T-189 |  | PRESSURE GAUGE OF PUMP P-T189 | PG | PRP | INS | INS |  | 2010011370 | JSWPL-VJN-PRC-WWS | 2001 | A | 2001 | 2000 |  | 2019-06-01 | 2958465 |  |  | 001 | 001 |  |  | 2020-06-17 | 06090583 | 2020-06-17 | 06090583 | Wash Water System | INST
W | VJ-PG-P-T-190 |  | PRESSURE GAUGE OF PUMP P-T190 | PG | PRP | INS | INS |  | 2010011370 | JSWPL-VJN-PRC-WWS | 2001 | A | 2001 | 2000 |  | 2019-06-01 | 2958465 |  |  | 001 | 001 |  |  | 2020-06-17 | 06090583 | 2020-06-17 | 06090583 | Wash Water System | INST
W | VJ-PG-P-T-191 |  | PRESSURE GAUGE OF PUMP P-T191 | PG | PRP | INS | INS |  | 2010011370 | JSWPL-VJN-PRC-WWS | 2001 | A | 2001 | 2000 |  | 2019-06-01 | 2958465 |  |  | 001 | 001 |  |  | 2020-06-17 | 06090583 | 2020-06-17 | 06090583 | Wash Water System | INST
W | VJ-PG-P-T-192 |  | PRESSURE GAUGE OF PUMP P-T192 | PG | PRP | INS | INS |  | 2010011370 | JSWPL-VJN-PRC-WWS | 2001 | A | 2001 | 2000 |  | 2019-06-01 | 2958465 |  |  | 001 | 001 |  |  | 2020-06-17 | 06090583 | 2020-06-17 | 06090583 | Wash Water System | INST
W | VJ-PG-P-T-193 |  | PRESSURE GAUGE OF PUMP P-T193 | PG | PRP | INS | INS |  | 2010011370 | JSWPL-VJN-PRC-WWS | 2001 | A | 2001 | 2000 |  | 2019-06-01 | 2958465 |  |  | 001 | 001 |  |  | 2020-06-17 | 06090583 | 2020-06-17 | 06090583 | Wash Water System | INST
W | VJ-PG-P-T-194 |  | PRESSURE GAUGE OF PUMP P-T194 | PG | PRP | INS | INS |  | 2010011370 | JSWPL-VJN-PRC-WWS | 2001 | A | 2001 | 2000 |  | 2019-06-01 | 2958465 |  |  | 001 | 001 |  |  | 2020-06-17 | 06090583 | 2020-06-17 | 06090583 | Wash Water System | INST
W | VJ-PG-P-T-195 |  | PRESSURE GAUGE OF PUMP P-T195 | PG | PRP | INS | INS |  | 2010011370 | JSWPL-VJN-PRC-WWS | 2001 | A | 2001 | 2000 |  | 2019-06-01 | 2958465 |  |  | 001 | 001 |  |  | 2020-06-17 | 06090583 | 2020-06-17 | 06090583 | Wash Water System | INST
W | VJ-PG-P-T-196 |  | PRESSURE GAUGE OF PUMP P-T196 | PG | PRP | INS | INS |  | 2010011370 | JSWPL-VJN-PRC-WWS | 2001 | A | 2001 | 2000 |  | 2019-06-01 | 2958465 |  |  | 001 | 001 |  |  | 2020-06-17 | 06090583 | 2020-06-17 | 06090583 | Wash Water System | INST
W | VJ-PG-P-T-197 |  | PRESSURE GAUGE OF PUMP P-T197 | PG | PRP | INS | INS |  | 2010011370 | JSWPL-VJN-PRC-WWS | 2001 | A | 2001 | 2000 |  | 2019-06-01 | 2958465 |  |  | 001 | 001 |  |  | 2020-06-17 | 06090583 | 2020-06-17 | 06090583 | Wash Water System | INST
W | VJ-PG-P-T-202 |  | PRESSURE GAUGE OF PUMP P-T202 | PG | PRP | INS | INS |  | 2010011080 | JSWPL-VJN-RMH | 2001 | A | 2001 | 2000 |  | 2019-06-01 | 2958465 |  |  | 001 | 001 |  |  | 2020-06-17 | 06090583 | 2020-06-17 | 06090583 | RM Handling | INST
W | VJ-PG-P-T-203A |  | PRESSURE GAUGE OF PUMP P-T203A | PG | PRP | INS | INS |  | 2010011080 | JSWPL-VJN-RMH | 2001 | A | 2001 | 2000 |  | 2019-06-01 | 2958465 |  |  | 001 | 001 |  |  | 2020-06-17 | 06090583 | 2020-06-17 | 06090583 | RM Handling | INST
W | VJ-PG-P-T-203B |  | PRESSURE GAUGE OF PUMP P-T203B | PG | PRP | INS | INS |  | 2010011080 | JSWPL-VJN-RMH | 2001 | A | 2001 | 2000 |  | 2019-06-01 | 2958465 |  |  | 001 | 001 |  |  | 2020-06-17 | 06090583 | 2020-06-17 | 06090583 | RM Handling | INST
W | VJ-PG-P-T-204 |  | PRESSURE GAUGE OF PUMP P-T204 | PG | PRP | INS | INS |  | 2010011080 | JSWPL-VJN-RMH | 2001 | A | 2001 | 2000 |  | 2019-06-01 | 2958465 |  |  | 001 | 001 |  |  | 2020-06-17 | 06090583 | 2020-06-17 | 06090583 | RM Handling | INST
W | VJ-PG-P-T-205A |  | PRESSURE GAUGE OF PUMP P-T205A | PG | PRP | INS | INS |  | 2010011080 | JSWPL-VJN-RMH | 2001 | A | 2001 | 2000 |  | 2019-06-01 | 2958465 |  |  | 001 | 001 |  |  | 2020-06-17 | 06090583 | 2020-06-17 | 06090583 | RM Handling | INST
W | VJ-PG-P-T-205B |  | PRESSURE GAUGE OF PUMP P-T205B | PG | PRP | INS | INS |  | 2010011080 | JSWPL-VJN-RMH | 2001 | A | 2001 | 2000 |  | 2019-06-01 | 2958465 |  |  | 001 | 001 |  |  | 2020-06-17 | 06090583 | 2020-06-17 | 06090583 | RM Handling | INST
W | VJ-PG-P-T-206 |  | PRESSURE GAUGE OF PUMP P-T206 | PG | PRP | INS | INS |  | 2010011080 | JSWPL-VJN-RMH | 2001 | A | 2001 | 2000 |  | 2019-06-01 | 2958465 |  |  | 001 | 001 |  |  | 2020-06-17 | 06090583 | 2020-06-17 | 06090583 | RM Handling | INST
W | VJ-PG-P-T-207 |  | PRESSURE GAUGE OF PUMP P-T207 | PG | PRP | INS | INS |  | 2010011080 | JSWPL-VJN-RMH | 2001 | A | 2001 | 2000 |  | 2019-06-01 | 2958465 |  |  | 001 | 001 |  |  | 2020-06-17 | 06090583 | 2020-06-17 | 06090583 | RM Handling | INST
W | VJ-PG-P-T-208 |  | PRESSURE GAUGE OF PUMP P-T208 | PG | PRP | INS | INS |  | 2010011080 | JSWPL-VJN-RMH | 2001 | A | 2001 | 2000 |  | 2019-06-01 | 2958465 |  |  | 001 | 001 |  |  | 2020-06-17 | 06090583 | 2020-06-17 | 06090583 | RM Handling | INST
W | VJ-PG-P-T-3161 |  | PRESSURE GAUGE OF PUMP P-T3161 | PG | PRP | INS | INS |  | 2010011370 | JSWPL-VJN-PRC-WWS | 2001 | A | 2001 | 2000 |  | 2019-06-01 | 2958465 |  |  | 001 | 001 |  |  | 2020-06-17 | 06090583 | 2020-06-17 | 06090583 | Wash Water System | INST
W | VJ-PG-P-T-3165 |  | PRESSURE GAUGE OF PUMP P-T3165 | PG | PRP | INS | INS |  | 2010011370 | JSWPL-VJN-PRC-WWS | 2001 | A | 2001 | 2000 |  | 2019-06-01 | 2958465 |  |  | 001 | 001 |  |  | 2020-06-17 | 06090583 | 2020-06-17 | 06090583 | Wash Water System | INST
W | VJ-PG-P-T-3166 |  | PRESSURE GAUGE OF PUMP P-T3166 | PG | PRP | INS | INS |  | 2010011370 | JSWPL-VJN-PRC-WWS | 2001 | A | 2001 | 2000 |  | 2019-06-01 | 2958465 |  |  | 001 | 001 |  |  | 2020-06-17 | 06090583 | 2020-06-17 | 06090583 | Wash Water System | INST
W | VJ-PG-P-T-3167 |  | PRESSURE GAUGE OF PUMP P-T3167 | PG | TFM | INS | INS |  | 2010011370 | JSWPL-VJN-PRC-WWS | 2001 | A | 2001 | 2000 |  | 2019-06-01 | 2958465 |  |  | 001 | 001 |  |  | 2020-06-17 | 06090583 | 2020-06-17 | 06090583 | Wash Water System | INST
W | VJ-PG-P-T-3169 |  | PRESSURE GAUGE OF PUMP P-T3169 | PG | PRP | INS | INS |  | 2010011370 | JSWPL-VJN-PRC-WWS | 2001 | A | 2001 | 2000 |  | 2019-06-01 | 2958465 |  |  | 001 | 001 |  |  | 2020-06-17 | 06090583 | 2020-06-17 | 06090583 | Wash Water System | INST
W | VJ-PG-P-T-3170 |  | PRESSURE GAUGE OF PUMP P-T3170 | PG | PRP | INS | INS |  | 2010011370 | JSWPL-VJN-PRC-WWS | 2001 | A | 2001 | 2000 |  | 2019-06-01 | 2958465 |  |  | 001 | 001 |  |  | 2020-06-17 | 06090583 | 2020-06-17 | 06090583 | Wash Water System | INST
W | VJ-PG-P-T-3174 |  | PRESSURE GAUGE OF PUMP P-T3174 | PG | PRP | INS | INS |  | 2010011370 | JSWPL-VJN-PRC-WWS | 2001 | A | 2001 | 2000 |  | 2019-06-01 | 2958465 |  |  | 001 | 001 |  |  | 2020-06-17 | 06090583 | 2020-06-17 | 06090583 | Wash Water System | INST
W | VJ-PG-P-T-3176 |  | PRESSURE GAUGE OF PUMP P-T3176 | PG | PRP | INS | INS |  | 2010011370 | JSWPL-VJN-PRC-WWS | 2001 | A | 2001 | 2000 |  | 2019-06-01 | 2958465 |  |  | 001 | 001 |  |  | 2020-06-17 | 06090583 | 2020-06-17 | 06090583 | Wash Water System | INST
W | VJ-PG-P-T103 |  | PRESSURE GAUGE OF P-T103 | PG | PRP | INS | INS |  | 2010011370 | JSWPL-VJN-PRC-DIS | 2001 | A | 2001 | 2000 |  | 2019-08-01 | 2958465 |  |  | 001 | 001 |  |  | 2023-03-20 | ACCPMSUP02 | 2023-03-20 | ACCPMSUP02 | Dispersion section | INST
W | VJ-PG-P-T104 |  | PRESSURE GAUGE OF P-T104 | PG | PRP | INS | INS |  | 2010011370 | JSWPL-VJN-PRC-DIS | 2001 | A | 2001 | 2000 |  | 2019-08-01 | 2958465 |  |  | 001 | 001 |  |  | 2023-03-20 | ACCPMSUP02 | 2023-03-20 | ACCPMSUP02 | Dispersion section | INST
W | VJ-PG-P-T105 |  | PRESSURE GAUGE OF P-T105 | PG | PRP | INS | INS |  | 2010011370 | JSWPL-VJN-PRC-DIS | 2001 | A | 2001 | 2000 |  | 2019-08-01 | 2958465 |  |  | 001 | 001 |  |  | 2023-03-20 | ACCPMSUP02 | 2023-03-20 | ACCPMSUP02 | Dispersion section | INST
W | VJ-PG-P-T106 |  | PRESSURE GAUGE OF P-T106 | PG | PRP | INS | INS |  | 2010011370 | JSWPL-VJN-PRC-DIS | 2001 | A | 2001 | 2000 |  | 2019-08-01 | 2958465 |  |  | 001 | 001 |  |  | 2023-03-20 | ACCPMSUP02 | 2023-03-20 | ACCPMSUP02 | Dispersion section | INST
W | VJ-PG-P-T107 |  | PRESSURE GAUGE OF P-T107 | PG | PRP | INS | INS |  | 2010011370 | JSWPL-VJN-PRC-DIS | 2001 | A | 2001 | 2000 |  | 2019-08-01 | 2958465 |  |  | 001 | 001 |  |  | 2023-03-20 | ACCPMSUP02 | 2023-03-20 | ACCPMSUP02 | Dispersion section | INST
W | VJ-PG-P-T133B |  | PRESSURE GAUGE OF P-T133B | PG | PRP | INS | INS |  | 2010011370 | JSWPL-VJN-PRC-DIS | 2001 | A | 2001 | 2000 |  | 2019-08-01 | 2958465 |  |  | 001 | 001 |  |  | 2023-03-20 | ACCPMSUP02 | 2023-03-20 | ACCPMSUP02 | Dispersion section | INST
W | VJ-PG-P-T134A |  | PRESSURE GAUGE OF P-T134A | PG | PRP | INS | INS |  | 2010011370 | JSWPL-VJN-PRC-DIS | 2001 | A | 2001 | 2000 |  | 2019-08-01 | 2958465 |  |  | 001 | 001 |  |  | 2023-03-20 | ACCPMSUP02 | 2023-03-20 | ACCPMSUP02 | Dispersion section | INST
W | VJ-PG-P-T134B |  | PRESSURE GAUGE OF P-T134B | PG | PRP | INS | INS |  | 2010011370 | JSWPL-VJN-PRC-DIS | 2001 | A | 2001 | 2000 |  | 2019-08-01 | 2958465 |  |  | 001 | 001 |  |  | 2023-03-20 | ACCPMSUP02 | 2023-03-20 | ACCPMSUP02 | Dispersion section | INST
W | VJ-PG-P-T152A |  | PRESSURE GAUGE OF P-T152A | PG | PRP | INS | INS |  | 2010011370 | JSWPL-VJN-PRC-DIS | 2001 | A | 2001 | 2000 |  | 2019-08-01 | 2958465 |  |  | 001 | 001 |  |  | 2023-03-20 | ACCPMSUP02 | 2023-03-20 | ACCPMSUP02 | Dispersion section | INST
W | VJ-PG-P-T152B |  | PRESSURE GAUGE OF P-T152B | PG | PRP | INS | INS |  | 2010011370 | JSWPL-VJN-PRC-DIS | 2001 | A | 2001 | 2000 |  | 2019-08-01 | 2958465 |  |  | 001 | 001 |  |  | 2023-03-20 | ACCPMSUP02 | 2023-03-20 | ACCPMSUP02 | Dispersion section | INST
W | VJ-PG-P-T153 |  | PRESSURE GAUGE OF PUMP P-T153 | PG | PRP | INS | INS |  | 2010011320 | JSWPL-VJN-PRC | 2001 | A | 2001 | 2000 |  | 2019-06-01 | 2958465 |  |  | 001 | 001 |  |  | 2020-06-17 | 06090583 | 2020-06-17 | 06090583 | Processing Block | INST
W | VJ-PG-P-T154 |  | PRESSURE GAUGE OF PUMP P-T154 | PG | PRP | INS | INS |  | 2010011320 | JSWPL-VJN-PRC | 2001 | A | 2001 | 2000 |  | 2019-06-01 | 2958465 |  |  | 001 | 001 |  |  | 2020-06-17 | 06090583 | 2020-06-17 | 06090583 | Processing Block | INST
W | VJ-PG-P-T155 |  | PRESSURE GAUGE OF PUMP P-T155 | PG | PRP | INS | INS |  | 2010011320 | JSWPL-VJN-PRC | 2001 | A | 2001 | 2000 |  | 2019-06-01 | 2958465 |  |  | 001 | 001 |  |  | 2020-06-17 | 06090583 | 2020-06-17 | 06090583 | Processing Block | INST
W | VJ-PG-P-T156 |  | PRESSURE GAUGE OF PUMP P-T156 | PG | PRP | INS | INS |  | 2010011320 | JSWPL-VJN-PRC | 2001 | A | 2001 | 2000 |  | 2019-06-01 | 2958465 |  |  | 001 | 001 |  |  | 2020-06-17 | 06090583 | 2020-06-17 | 06090583 | Processing Block | INST
W | VJ-PG-P-T159A |  | PRESSURE GAUGE OF P-T159A | PG | PRP | INS | INS |  | 2010011370 | JSWPL-VJN-PRC-DIS | 2001 | A | 2001 | 2000 |  | 2019-08-01 | 2958465 |  |  | 001 | 001 |  |  | 2023-03-20 | ACCPMSUP02 | 2023-03-20 | ACCPMSUP02 | Dispersion section | INST
W | VJ-PG-P-T159B |  | PRESSURE GAUGE OF P-T159B | PG | PRP | INS | INS |  | 2010011370 | JSWPL-VJN-PRC-DIS | 2001 | A | 2001 | 2000 |  | 2019-08-01 | 2958465 |  |  | 001 | 001 |  |  | 2023-03-20 | ACCPMSUP02 | 2023-03-20 | ACCPMSUP02 | Dispersion section | INST
W | VJ-PG-P-T171 |  | PRESSURE GAUGE OF P-T171 | PG | PRP | INS | INS |  | 2010011370 | JSWPL-VJN-PRC-WWS | 2001 | A | 2001 | 2000 |  | 2019-08-01 | 2958465 |  |  | 001 | 001 |  |  | 2023-03-20 | ACCPMSUP02 | 2023-03-20 | ACCPMSUP02 | Wash Water System | INST
W | VJ-PG-P-T172 |  | PRESSURE GAUGE OF P-T172 | PG | PRP | INS | INS |  | 2010011370 | JSWPL-VJN-PRC-WWS | 2001 | A | 2001 | 2000 |  | 2019-08-01 | 2958465 |  |  | 001 | 001 |  |  | 2023-03-20 | ACCPMSUP02 | 2023-03-20 | ACCPMSUP02 | Wash Water System | INST
W | VJ-PG-P-T173A |  | PRESSURE GAUGE OF P-T173A | PG | PRP | INS | INS |  | 2010011370 | JSWPL-VJN-PRC-WWS | 2001 | A | 2001 | 2000 |  | 2019-08-01 | 2958465 |  |  | 001 | 001 |  |  | 2023-03-20 | ACCPMSUP02 | 2023-03-20 | ACCPMSUP02 | Wash Water System | INST
W | VJ-PG-P-T173B |  | PRESSURE GAUGE OF P-T173B | PG | PRP | INS | INS |  | 2010011370 | JSWPL-VJN-PRC-WWS | 2001 | A | 2001 | 2000 |  | 2019-08-01 | 2958465 |  |  | 001 | 001 |  |  | 2023-03-20 | ACCPMSUP02 | 2023-03-20 | ACCPMSUP02 | Wash Water System | INST
W | VJ-PG-P-T180 |  | PRESSURE GAUGE OF P-T180 | PG | PRP | INS | INS |  | 2010011370 | JSWPL-VJN-PRC-WWS | 2001 | A | 2001 | 2000 |  | 2019-08-01 | 2958465 |  |  | 001 | 001 |  |  | 2023-03-20 | ACCPMSUP02 | 2023-03-20 | ACCPMSUP02 | Wash Water System | INST
W | VJ-PG-P-T181 |  | PRESSURE GAUGE OF P-T181 | PG | PRP | INS | INS |  | 2010011370 | JSWPL-VJN-PRC-WWS | 2001 | A | 2001 | 2000 |  | 2019-08-01 | 2958465 |  |  | 001 | 001 |  |  | 2023-03-20 | ACCPMSUP02 | 2023-03-20 | ACCPMSUP02 | Wash Water System | INST
W | VJ-PG-P-T182 |  | PRESSURE GAUGE OF P-T182 | PG | PRP | INS | INS |  | 2010011370 | JSWPL-VJN-PRC-WWS | 2001 | A | 2001 | 2000 |  | 2019-08-01 | 2958465 |  |  | 001 | 001 |  |  | 2023-03-20 | ACCPMSUP02 | 2023-03-20 | ACCPMSUP02 | Wash Water System | INST
W | VJ-PG-P-T183 |  | PRESSURE GAUGE OF P-T183 | PG | PRP | INS | INS |  | 2010011370 | JSWPL-VJN-PRC-WWS | 2001 | A | 2001 | 2000 |  | 2019-08-01 | 2958465 |  |  | 001 | 001 |  |  | 2023-03-20 | ACCPMSUP02 | 2023-03-20 | ACCPMSUP02 | Wash Water System | INST
W | VJ-PG-P-T202 |  | PRESSURE GAUGE OF P-T202 | PG | PRP | INS | INS |  | 2010011370 | JSWPL-VJN-PRC-DIS | 2001 | A | 2001 | 2000 |  | 2019-08-01 | 2958465 |  |  | 001 | 001 |  |  | 2023-03-20 | ACCPMSUP02 | 2023-03-20 | ACCPMSUP02 | Dispersion section | INST
W | VJ-PG-P-T203A |  | PRESSURE GAUGE OF P-T203A | PG | PRP | INS | INS |  | 2010011370 | JSWPL-VJN-PRC-DIS | 2001 | A | 2001 | 2000 |  | 2019-08-01 | 2958465 |  |  | 001 | 001 |  |  | 2023-03-20 | ACCPMSUP02 | 2023-03-20 | ACCPMSUP02 | Dispersion section | INST
W | VJ-PG-P-T203B |  | PRESSURE GAUGE OF P-T203B | PG | PRP | INS | INS |  | 2010011370 | JSWPL-VJN-PRC-DIS | 2001 | A | 2001 | 2000 |  | 2019-08-01 | 2958465 |  |  | 001 | 001 |  |  | 2023-03-20 | ACCPMSUP02 | 2023-03-20 | ACCPMSUP02 | Dispersion section | INST
W | VJ-PG-P-T204 |  | PRESSURE GAUGE OF P-T204 | PG | PRP | INS | INS |  | 2010011370 | JSWPL-VJN-PRC-DIS | 2001 | A | 2001 | 2000 |  | 2019-08-01 | 2958465 |  |  | 001 | 001 |  |  | 2023-03-20 | ACCPMSUP02 | 2023-03-20 | ACCPMSUP02 | Dispersion section | INST
W | VJ-PG-P-T205A |  | PRESSURE GAUGE OF P-T205A | PG | PRP | INS | INS |  | 2010011370 | JSWPL-VJN-PRC-DIS | 2001 | A | 2001 | 2000 |  | 2019-08-01 | 2958465 |  |  | 001 | 001 |  |  | 2023-03-20 | ACCPMSUP02 | 2023-03-20 | ACCPMSUP02 | Dispersion section | INST
W | VJ-PG-P-T205B |  | PRESSURE GAUGE OF P-T205B | PG | PRP | INS | INS |  | 2010011370 | JSWPL-VJN-PRC-DIS | 2001 | A | 2001 | 2000 |  | 2019-08-01 | 2958465 |  |  | 001 | 001 |  |  | 2023-03-20 | ACCPMSUP02 | 2023-03-20 | ACCPMSUP02 | Dispersion section | INST
W | VJ-PG-P-T206 |  | PRESSURE GAUGE OF P-T206 | PG | PRP | INS | INS |  | 2010011370 | JSWPL-VJN-PRC-DIS | 2001 | A | 2001 | 2000 |  | 2019-08-01 | 2958465 |  |  | 001 | 001 |  |  | 2023-03-20 | ACCPMSUP02 | 2023-03-20 | ACCPMSUP02 | Dispersion section | INST
W | VJ-PG-P-T207 |  | PRESSURE GAUGE OF P-T207 | PG | PRP | INS | INS |  | 2010011370 | JSWPL-VJN-PRC-DIS | 2001 | A | 2001 | 2000 |  | 2019-08-01 | 2958465 |  |  | 001 | 001 |  |  | 2023-03-20 | ACCPMSUP02 | 2023-03-20 | ACCPMSUP02 | Dispersion section | INST
W | VJ-PG-P-T208 |  | PRESSURE GAUGE OF P-T208 | PG | PRP | INS | INS |  | 2010011370 | JSWPL-VJN-PRC-DIS | 2001 | A | 2001 | 2000 |  | 2019-08-01 | 2958465 |  |  | 001 | 001 |  |  | 2023-03-20 | ACCPMSUP02 | 2023-03-20 | ACCPMSUP02 | Dispersion section | INST
W | VJ-PG-P-T3168 |  | PRESSURE GAUGE OF P-T3168 | PG | PRP | INS | INS |  | 2010011370 | JSWPL-VJN-PRC-WWS | 2001 | A | 2001 | 2000 |  | 2019-08-01 | 2958465 |  |  | 001 | 001 |  |  | 2023-03-20 | ACCPMSUP02 | 2023-03-20 | ACCPMSUP02 | Wash Water System | INST
W | VJ-PG-P-T3170 |  | PRESSURE GAUGE OF P-T3170 | PG | PRP | INS | INS |  | 2010011370 | JSWPL-VJN-PRC-WWS | 2001 | A | 2001 | 2000 |  | 2019-08-01 | 2958465 |  |  | 001 | 001 |  |  | 2023-03-20 | ACCPMSUP02 | 2023-03-20 | ACCPMSUP02 | Wash Water System | INST
W | VJ-PG-P-T3171 |  | PRESSURE GAUGE OF PUMP P-T3171 | PG | PRP | INS | INS |  | 2010011360 | JSWPL-VJN-PRC-WWS | 2001 | A | 2001 | 2000 |  | 2019-06-01 | 2958465 |  |  | 001 | 001 |  |  | 2020-06-17 | 06090583 | 2020-06-17 | 06090583 | Wash Water System | INST
W | VJ-PG-P-T3174 |  | PRESSURE GAUGE OF P-T3174 | PG | PRP | INS | INS |  | 2010011370 | JSWPL-VJN-PRC-WWS | 2001 | A | 2001 | 2000 |  | 2019-08-01 | 2958465 |  |  | 001 | 001 |  |  | 2023-03-20 | ACCPMSUP02 | 2023-03-20 | ACCPMSUP02 | Wash Water System | INST
W | VJ-PG-P-T3176 |  | PRESSURE GAUGE OF P-T3176 | PG | PRP | INS | INS |  | 2010011370 | JSWPL-VJN-PRC-WWS | 2001 | A | 2001 | 2000 |  | 2019-08-01 | 2958465 |  |  | 001 | 001 |  |  | 2023-03-20 | ACCPMSUP02 | 2023-03-20 | ACCPMSUP02 | Wash Water System | INST
W | VJ-PG-P-TSD-101 |  | PRESSURE GAUGE OF PUMP P-TSD101 | PG | PRP | INS | INS |  | 2010011310 | JSWPL-VJN-PRC-DIS | 2001 | A | 2001 | 2000 |  | 2019-06-01 | 2958465 |  |  | 001 | 001 |  |  | 2020-06-17 | 06090583 | 2020-06-17 | 06090583 | Dispersion section | INST
W | VJ-PG-P-TSD-102 |  | PRESSURE GAUGE OF PUMP P-TSD102 | PG | PRP | INS | INS |  | 2010011310 | JSWPL-VJN-PRC-DIS | 2001 | A | 2001 | 2000 |  | 2019-06-01 | 2958465 |  |  | 001 | 001 |  |  | 2020-06-17 | 06090583 | 2020-06-17 | 06090583 | Dispersion section | INST
W | VJ-PG-P-TSD-103 |  | PRESSURE GAUGE OF PUMP P-TSD103 | PG | PRP | INS | INS |  | 2010011310 | JSWPL-VJN-PRC-DIS | 2001 | A | 2001 | 2000 |  | 2019-06-01 | 2958465 |  |  | 001 | 001 |  |  | 2020-06-17 | 06090583 | 2020-06-17 | 06090583 | Dispersion section | INST
W | VJ-PG-P-TSD-104 |  | PRESSURE GAUGE OF PUMP P-TSD104 | PG | PRP | INS | INS |  | 2010011310 | JSWPL-VJN-PRC-DIS | 2001 | A | 2001 | 2000 |  | 2019-06-01 | 2958465 |  |  | 001 | 001 |  |  | 2020-06-17 | 06090583 | 2020-06-17 | 06090583 | Dispersion section | INST
W | VJ-PG-P-TSD-105 |  | PRESSURE GAUGE OF PUMP P-TSD105 | PG | PRP | INS | INS |  | 2010011310 | JSWPL-VJN-PRC-DIS | 2001 | A | 2001 | 2000 |  | 2019-06-01 | 2958465 |  |  | 001 | 001 |  |  | 2020-06-17 | 06090583 | 2020-06-17 | 06090583 | Dispersion section | INST
W | VJ-PG-P-TV-101 |  | PRESSURE GAUGE OF PUMP P-TV101 | PG | PRP | INS | INS |  | 2010011080 | JSWPL-VJN-RMH | 2001 | A | 2001 | 2000 |  | 2019-06-01 | 2958465 |  |  | 001 | 001 |  |  | 2020-06-17 | 06090583 | 2020-06-17 | 06090583 | RM Handling | INST
W | VJ-PG-P-TV-122 |  | PRESSURE GAUGE OF PUMP P-TV122 | PG | PRP | INS | INS |  | 2010011080 | JSWPL-VJN-RMH | 2001 | A | 2001 | 2000 |  | 2019-06-01 | 2958465 |  |  | 001 | 001 |  |  | 2020-06-17 | 06090583 | 2020-06-17 | 06090583 | RM Handling | INST
W | VJ-PG-P-TV-123 |  | PRESSURE GAUGE OF PUMP P-TV123 | PG | PRP | INS | INS |  | 2010011080 | JSWPL-VJN-RMH | 2001 | A | 2001 | 2000 |  | 2019-06-01 | 2958465 |  |  | 001 | 001 |  |  | 2020-06-17 | 06090583 | 2020-06-17 | 06090583 | RM Handling | INST
W | VJ-PG-P-TV-124 |  | PRESSURE GAUGE OF PUMP P-TV124 | PG | PRP | INS | INS |  | 2010011080 | JSWPL-VJN-RMH | 2001 | A | 2001 | 2000 |  | 2019-06-01 | 2958465 |  |  | 001 | 001 |  |  | 2020-06-17 | 06090583 | 2020-06-17 | 06090583 | RM Handling | INST
W | VJ-PG-P-TV-125 |  | PRESSURE GAUGE OF PUMP P-TV125 | PG | PRP | INS | INS |  | 2010011080 | JSWPL-VJN-RMH | 2001 | A | 2001 | 2000 |  | 2019-06-01 | 2958465 |  |  | 001 | 001 |  |  | 2020-06-17 | 06090583 | 2020-06-17 | 06090583 | RM Handling | INST
W | VJ-PG-P-TV-126 |  | PRESSURE GAUGE OF PUMP P-TV126 | PG | PRP | INS | INS |  | 2010011080 | JSWPL-VJN-RMH | 2001 | A | 2001 | 2000 |  | 2019-06-01 | 2958465 |  |  | 001 | 001 |  |  | 2020-06-17 | 06090583 | 2020-06-17 | 06090583 | RM Handling | INST
W | VJ-PG-P-TV-127 |  | PRESSURE GAUGE OF PUMP P-TV127 | PG | PRP | INS | INS |  | 2010011080 | JSWPL-VJN-RMH | 2001 | A | 2001 | 2000 |  | 2019-06-01 | 2958465 |  |  | 001 | 001 |  |  | 2020-06-17 | 06090583 | 2020-06-17 | 06090583 | RM Handling | INST
W | VJ-PG-P-TV-129 |  | PRESSURE GAUGE OF PUMP P-TV129 | PG | PRP | INS | INS |  | 2010011080 | JSWPL-VJN-RMH | 2001 | A | 2001 | 2000 |  | 2019-06-01 | 2958465 |  |  | 001 | 001 |  |  | 2020-06-17 | 06090583 | 2020-06-17 | 06090583 | RM Handling | INST
W | VJ-PG-P-TV-201 |  | PRESSURE GAUGE OF PUMP P-TV201 | PG | PRP | INS | INS |  | 2010011080 | JSWPL-VJN-RMH | 2001 | A | 2001 | 2000 |  | 2019-06-01 | 2958465 |  |  | 001 | 001 |  |  | 2020-06-17 | 06090583 | 2020-06-17 | 06090583 | RM Handling | INST
W | VJ-PG-P-V502A |  | PRESSURE GAUGE OF PUMP P-V502A | PG | PRP | INS | INS |  | 2010011360 | JSWPL-VJN-UTL | 2001 | A | 2001 | 2000 |  | 2019-06-01 | 2958465 |  |  | 001 | 001 |  |  | 2020-06-17 | 06090583 | 2020-06-17 | 06090583 | Utility section | INST
W | VJ-PG-P-V502B |  | PRESSURE GAUGE OF PUMP P-V502B | PG | PRP | INS | INS |  | 2010011360 | JSWPL-VJN-UTL | 2001 | A | 2001 | 2000 |  | 2019-06-01 | 2958465 |  |  | 001 | 001 |  |  | 2020-06-17 | 06090583 | 2020-06-17 | 06090583 | Utility section | INST
W | VJ-PG-P-Y-101 |  | PRESSURE GAUGE OF PUMP P-Y101 | PG | PRP | INS | INS |  | 2010011310 | JSWPL-VJN-RMH | 2001 | A | 2001 | 2000 |  | 2019-06-01 | 2958465 |  |  | 001 | 001 |  |  | 2020-06-17 | 06090583 | 2020-06-17 | 06090583 | RM Handling | INST
W | VJ-PG-PB-AV05-1 |  | PRESSSURE GAUGE FIRE PUMP LINE | PG | UTY | INS | INS |  | 2010011360 | JSWPL-VJN-UTL | 2001 | C | 2001 | 2000 |  | 2019-08-01 | 2958465 |  |  | 001 | 001 |  |  | 2023-03-20 | ACCPMSUP02 | 2023-03-20 | ACCPMSUP02 | Utility section | INST
W | VJ-PG-PB-AV05-2 |  | PRESSSURE GAUGE FIRE PUMP LINE | PG | UTY | INS | INS |  | 2010011360 | JSWPL-VJN-UTL | 2001 | C | 2001 | 2000 |  | 2019-08-01 | 2958465 |  |  | 001 | 001 |  |  | 2023-03-20 | ACCPMSUP02 | 2023-03-20 | ACCPMSUP02 | Utility section | INST
W | VJ-PG-PB-AV06-1 |  | PRESSSURE GAUGE FIRE PUMP LINE | PG | UTY | INS | INS |  | 2010011360 | JSWPL-VJN-UTL | 2001 | C | 2001 | 2000 |  | 2019-08-01 | 2958465 |  |  | 001 | 001 |  |  | 2023-03-20 | ACCPMSUP02 | 2023-03-20 | ACCPMSUP02 | Utility section | INST
W | VJ-PG-PB-AV06-2 |  | PRESSSURE GAUGE FIRE PUMP LINE | PG | UTY | INS | INS |  | 2010011360 | JSWPL-VJN-UTL | 2001 | C | 2001 | 2000 |  | 2019-08-01 | 2958465 |  |  | 001 | 001 |  |  | 2023-03-20 | ACCPMSUP02 | 2023-03-20 | ACCPMSUP02 | Utility section | INST
W | VJ-PG-PB-AV13-1 |  | PRESSSURE GAUGE FIRE PUMP LINE | PG | UTY | INS | INS |  | 2010011360 | JSWPL-VJN-UTL | 2001 | C | 2001 | 2000 |  | 2019-08-01 | 2958465 |  |  | 001 | 001 |  |  | 2023-03-20 | ACCPMSUP02 | 2023-03-20 | ACCPMSUP02 | Utility section | INST
W | VJ-PG-PB-AV13-2 |  | PRESSSURE GAUGE FIRE PUMP LINE | PG | UTY | INS | INS |  | 2010011360 | JSWPL-VJN-UTL | 2001 | C | 2001 | 2000 |  | 2019-08-01 | 2958465 |  |  | 001 | 001 |  |  | 2023-03-20 | ACCPMSUP02 | 2023-03-20 | ACCPMSUP02 | Utility section | INST
W | VJ-PG-PB-AV14-1 |  | PRESSSURE GAUGE FIRE PUMP LINE | PG | UTY | INS | INS |  | 2010011360 | JSWPL-VJN-UTL | 2001 | C | 2001 | 2000 |  | 2019-08-01 | 2958465 |  |  | 001 | 001 |  |  | 2023-03-20 | ACCPMSUP02 | 2023-03-20 | ACCPMSUP02 | Utility section | INST
W | VJ-PG-PB-AV14-2 |  | PRESSSURE GAUGE FIRE PUMP LINE | PG | UTY | INS | INS |  | 2010011360 | JSWPL-VJN-UTL | 2001 | C | 2001 | 2000 |  | 2019-08-01 | 2958465 |  |  | 001 | 001 |  |  | 2023-03-20 | ACCPMSUP02 | 2023-03-20 | ACCPMSUP02 | Utility section | INST
W | VJ-PG-PC-10-01 |  | PRESSURE GAUGE OF BLOWER PC10 | PG | PRP | INS | INS |  | 2010011080 | JSWPL-VJN-RMH-RMG-ATX | 2001 | A | 2001 | 2000 |  | 2019-06-01 | 2958465 |  |  | 001 | 001 |  |  | 2020-06-17 | 06090583 | 2020-06-17 | 06090583 | Atex System & Medium component handling | INST
W | VJ-PG-PC-11-01 |  | PRESSURE GAUGE OF BLOWER PC11 | PG | PRP | INS | INS |  | 2010011080 | JSWPL-VJN-RMH-RMG-ATX | 2001 | A | 2001 | 2000 |  | 2019-06-01 | 2958465 |  |  | 001 | 001 |  |  | 2020-06-17 | 06090583 | 2020-06-17 | 06090583 | Atex System & Medium component handling | INST
W | VJ-PG-PF-AV01-1 |  | PRESSSURE GAUGE FIRE PUMP LINE | PG | UTY | INS | INS |  | 2010011360 | JSWPL-VJN-UTL | 2001 | C | 2001 | 2000 |  | 2019-08-01 | 2958465 |  |  | 001 | 001 |  |  | 2023-03-20 | ACCPMSUP02 | 2023-03-20 | ACCPMSUP02 | Utility section | INST
W | VJ-PG-PF-AV01-2 |  | PRESSSURE GAUGE FIRE PUMP LINE | PG | UTY | INS | INS |  | 2010011360 | JSWPL-VJN-UTL | 2001 | C | 2001 | 2000 |  | 2019-08-01 | 2958465 |  |  | 001 | 001 |  |  | 2023-03-20 | ACCPMSUP02 | 2023-03-20 | ACCPMSUP02 | Utility section | INST
W | VJ-PG-PF-AV02-1 |  | PRESSSURE GAUGE FIRE PUMP LINE | PG | UTY | INS | INS |  | 2010011360 | JSWPL-VJN-UTL | 2001 | C | 2001 | 2000 |  | 2019-08-01 | 2958465 |  |  | 001 | 001 |  |  | 2023-03-20 | ACCPMSUP02 | 2023-03-20 | ACCPMSUP02 | Utility section | INST
W | VJ-PG-PF-AV02-2 |  | PRESSSURE GAUGE FIRE PUMP LINE | PG | UTY | INS | INS |  | 2010011360 | JSWPL-VJN-UTL | 2001 | C | 2001 | 2000 |  | 2019-08-01 | 2958465 |  |  | 001 | 001 |  |  | 2023-03-20 | ACCPMSUP02 | 2023-03-20 | ACCPMSUP02 | Utility section | INST
W | VJ-PG-PF-AV03-1 |  | PRESSSURE GAUGE FIRE PUMP LINE | PG | UTY | INS | INS |  | 2010011360 | JSWPL-VJN-UTL | 2001 | C | 2001 | 2000 |  | 2019-08-01 | 2958465 |  |  | 001 | 001 |  |  | 2023-03-20 | ACCPMSUP02 | 2023-03-20 | ACCPMSUP02 | Utility section | INST
W | VJ-PG-PF-AV03-2 |  | PRESSSURE GAUGE FIRE PUMP LINE | PG | UTY | INS | INS |  | 2010011360 | JSWPL-VJN-UTL | 2001 | C | 2001 | 2000 |  | 2019-08-01 | 2958465 |  |  | 001 | 001 |  |  | 2023-03-20 | ACCPMSUP02 | 2023-03-20 | ACCPMSUP02 | Utility section | INST
W | VJ-PG-PF-AV04-1 |  | PRESSSURE GAUGE FIRE PUMP LINE | PG | UTY | INS | INS |  | 2010011360 | JSWPL-VJN-UTL | 2001 | C | 2001 | 2000 |  | 2019-08-01 | 2958465 |  |  | 001 | 001 |  |  | 2023-03-20 | ACCPMSUP02 | 2023-03-20 | ACCPMSUP02 | Utility section | INST
W | VJ-PG-PF-AV04-2 |  | PRESSSURE GAUGE FIRE PUMP LINE | PG | UTY | INS | INS |  | 2010011360 | JSWPL-VJN-UTL | 2001 | C | 2001 | 2000 |  | 2019-08-01 | 2958465 |  |  | 001 | 001 |  |  | 2023-03-20 | ACCPMSUP02 | 2023-03-20 | ACCPMSUP02 | Utility section | INST
W | VJ-PG-RM-AV07-1 |  | PRESSSURE GAUGE FIRE PUMP LINE | PG | UTY | INS | INS |  | 2010011360 | JSWPL-VJN-UTL | 2001 | C | 2001 | 2000 |  | 2019-08-01 | 2958465 |  |  | 001 | 001 |  |  | 2023-03-20 | ACCPMSUP02 | 2023-03-20 | ACCPMSUP02 | Utility section | INST
W | VJ-PG-RM-AV07-2 |  | PRESSSURE GAUGE FIRE PUMP LINE | PG | UTY | INS | INS |  | 2010011360 | JSWPL-VJN-UTL | 2001 | C | 2001 | 2000 |  | 2019-08-01 | 2958465 |  |  | 001 | 001 |  |  | 2023-03-20 | ACCPMSUP02 | 2023-03-20 | ACCPMSUP02 | Utility section | INST
W | VJ-PG-RM-AV08-1 |  | PRESSSURE GAUGE FIRE PUMP LINE | PG | UTY | INS | INS |  | 2010011360 | JSWPL-VJN-UTL | 2001 | C | 2001 | 2000 |  | 2019-08-01 | 2958465 |  |  | 001 | 001 |  |  | 2023-03-20 | ACCPMSUP02 | 2023-03-20 | ACCPMSUP02 | Utility section | INST
W | VJ-PG-RM-AV08-2 |  | PRESSSURE GAUGE FIRE PUMP LINE | PG | UTY | INS | INS |  | 2010011360 | JSWPL-VJN-UTL | 2001 | C | 2001 | 2000 |  | 2019-08-01 | 2958465 |  |  | 001 | 001 |  |  | 2023-03-20 | ACCPMSUP02 | 2023-03-20 | ACCPMSUP02 | Utility section | INST
W | VJ-PG-SC-101A |  | PRESSURE GAUGE OF SC101A | PG | PRP | INS | INS |  | 2010011360 | JSWPL-VJN-UTL | 2001 | A | 2001 | 2000 |  | 2019-06-01 | 2958465 |  |  | 001 | 001 |  |  | 2020-06-17 | 06090583 | 2020-06-17 | 06090583 | Utility section | INST
W | VJ-PG-SC-101B |  | PRESSURE GAUGE OF SC101B | PG | PRP | INS | INS |  | 2010011360 | JSWPL-VJN-UTL | 2001 | A | 2001 | 2000 |  | 2019-06-01 | 2958465 |  |  | 001 | 001 |  |  | 2020-06-17 | 06090583 | 2020-06-17 | 06090583 | Utility section | INST
W | VJ-PG-SY-AV11-1 |  | PRESSSURE GAUGE FIRE PUMP LINE | PG | UTY | INS | INS |  | 2010011360 | JSWPL-VJN-UTL | 2001 | C | 2001 | 2000 |  | 2019-08-01 | 2958465 |  |  | 001 | 001 |  |  | 2023-03-20 | ACCPMSUP02 | 2023-03-20 | ACCPMSUP02 | Utility section | INST
W | VJ-PG-SY-AV11-2 |  | PRESSSURE GAUGE FIRE PUMP LINE | PG | UTY | INS | INS |  | 2010011360 | JSWPL-VJN-UTL | 2001 | C | 2001 | 2000 |  | 2019-08-01 | 2958465 |  |  | 001 | 001 |  |  | 2023-03-20 | ACCPMSUP02 | 2023-03-20 | ACCPMSUP02 | Utility section | INST
W | VJ-PG-T-CA-1 |  | PRESSSURE GAUGE OF T-CA-1 | PG | ETP | INS | INS |  | 2010011350 | JSWPL-VJN-UTL-ETP | 2001 | C | 2001 | 2000 |  | 2019-08-01 | 2958465 |  |  | 001 | 001 |  |  | 2023-03-20 | ACCPMSUP02 | 2023-03-20 | ACCPMSUP02 | ETP | INST
W | VJ-PG-WS-AV09-1 |  | PRESSSURE GAUGE FIRE PUMP LINE | PG | UTY | INS | INS |  | 2010011360 | JSWPL-VJN-UTL | 2001 | C | 2001 | 2000 |  | 2019-08-01 | 2958465 |  |  | 001 | 001 |  |  | 2023-03-20 | ACCPMSUP02 | 2023-03-20 | ACCPMSUP02 | Utility section | INST
W | VJ-PG-WS-AV09-2 |  | PRESSSURE GAUGE FIRE PUMP LINE | PG | UTY | INS | INS |  | 2010011360 | JSWPL-VJN-UTL | 2001 | C | 2001 | 2000 |  | 2019-08-01 | 2958465 |  |  | 001 | 001 |  |  | 2023-03-20 | ACCPMSUP02 | 2023-03-20 | ACCPMSUP02 | Utility section | INST
R | VJ-PGL-01 |  | PIGGING LINE FOR ADDITIVE TRANSFER TO BT |  | PRP | MEC | MEC |  | 2010011170 | JSWPL-VJN-PRC-DIS | 2001 | B | 2001 | 2000 |  | 2019-04-01 | 2958465 |  |  | 001 | 001 |  |  | 2019-07-31 | 06090583 | 2019-07-31 | 06090583 | Dispersion section | INST
R | VJ-PGL-02 |  | PIGGING LINE FOR ADDITIVE TRANSFER TO BT |  | PRP | MEC | MEC |  | 2010011170 | JSWPL-VJN-PRC-DIS | 2001 | B | 2001 | 2000 |  | 2019-04-01 | 2958465 |  |  | 001 | 001 |  |  | 2019-07-31 | 06090583 | 2019-07-31 | 06090583 | Dispersion section | INST
R | VJ-PGL-03 |  | PIGGING LINE FOR ADDITIVE TRANSFER TO DT |  | PRP | MEC | MEC |  | 2010011060 | JSWPL-VJN-RMH-DYT | 2001 | B | 2001 | 2000 |  | 2019-04-01 | 2958465 |  |  | 001 | 001 |  |  | 2019-07-31 | 06090583 | 2019-07-31 | 06090583 | Day Tank | INST
R | VJ-PGL-04 |  | PIGGING LINE FOR ADDI/EMUL TO BLENDERS |  | PRP | MEC | MEC |  | 2010011180 | JSWPL-VJN-PRC-BLE | 2001 | B | 2001 | 2000 |  | 2019-04-01 | 2958465 |  |  | 001 | 001 |  |  | 2019-07-31 | 06090583 | 2019-07-31 | 06090583 | Blender Section | INST
R | VJ-PGL-05 |  | PIGGING LINE FOR ADDI/EMUL TO BLENDERS |  | PRP | MEC | MEC |  | 2010011180 | JSWPL-VJN-PRC-BLE | 2001 | B | 2001 | 2000 |  | 2019-04-01 | 2958465 |  |  | 001 | 001 |  |  | 2019-07-31 | 06090583 | 2019-07-31 | 06090583 | Blender Section | INST
R | VJ-PGL-06 |  | PIGGING LINE FOR THICKENER TO BLENDERS |  | PRP | MEC | MEC |  | 2010011180 | JSWPL-VJN-PRC-BLE | 2001 | B | 2001 | 2000 |  | 2019-04-01 | 2958465 |  |  | 001 | 001 |  |  | 2019-07-31 | 06090583 | 2019-07-31 | 06090583 | Blender Section | INST
R | VJ-PGL-11 |  | PIGGING LINE TRANSFER FROM TSD TO BLENDR |  | PRP | MEC | MEC |  | 2010011180 | JSWPL-VJN-PRC-BLE | 2001 | B | 2001 | 2000 |  | 2019-04-01 | 2958465 |  |  | 001 | 001 |  |  | 2019-07-31 | 06090583 | 2019-07-31 | 06090583 | Blender Section | INST
R | VJ-PGL-12 |  | PIGGING LINE TRANSFER FROM TSD TO BLENDR |  | PRP | MEC | MEC |  | 2010011180 | JSWPL-VJN-PRC-BLE | 2001 | B | 2001 | 2000 |  | 2019-04-01 | 2958465 |  |  | 001 | 001 |  |  | 2019-07-31 | 06090583 | 2019-07-31 | 06090583 | Blender Section | INST
R | VJ-PGL-13 |  | PIGGING LINE TRANSFER FROM TSD TO BLENDR |  | PRP | MEC | MEC |  | 2010011180 | JSWPL-VJN-PRC-BLE | 2001 | B | 2001 | 2000 |  | 2019-04-01 | 2958465 |  |  | 001 | 001 |  |  | 2019-07-31 | 06090583 | 2019-07-31 | 06090583 | Blender Section | INST
R | VJ-PGL-14 |  | PIGGING LINE TRANSFER FROM TSD TO BLENDR |  | PRP | MEC | MEC |  | 2010011180 | JSWPL-VJN-PRC-BLE | 2001 | B | 2001 | 2000 |  | 2019-04-01 | 2958465 |  |  | 001 | 001 |  |  | 2019-07-31 | 06090583 | 2019-07-31 | 06090583 | Blender Section | INST
R | VJ-PGL-15 |  | PIGGING LINE TRANSFER FROM ST TO BLENDR |  | PRP | MEC | MEC |  | 2010011180 | JSWPL-VJN-PRC-BLE | 2001 | B | 2001 | 2000 |  | 2019-04-01 | 2958465 |  |  | 001 | 001 |  |  | 2019-07-31 | 06090583 | 2019-07-31 | 06090583 | Blender Section | INST
R | VJ-PGL-16 |  | PIGGING LINE FOR COLORANT TO BLENDERS |  | PRP | MEC | MEC |  | 2010011180 | JSWPL-VJN-PRC-BLE | 2001 | B | 2001 | 2000 |  | 2019-04-01 | 2958465 |  |  | 001 | 001 |  |  | 2019-07-31 | 06090583 | 2019-07-31 | 06090583 | Blender Section | INST
R | VJ-PGL-21 |  | PIGGING LINE FOR PAINT, BLENDERS TO PM |  | PRP | MEC | MEC |  | 2010011190 | JSWPL-VJN-PKG | 2001 | B | 2001 | 2000 |  | 2019-04-01 | 2958465 |  |  | 001 | 001 |  |  | 2019-07-31 | 06090583 | 2019-07-31 | 06090583 | Packing Section | INST
R | VJ-PGL-22 |  | PIGGING LINE FOR PAINT, BLENDERS TO PM |  | PRP | MEC | MEC |  | 2010011190 | JSWPL-VJN-PKG | 2001 | B | 2001 | 2000 |  | 2019-04-01 | 2958465 |  |  | 001 | 001 |  |  | 2019-07-31 | 06090583 | 2019-07-31 | 06090583 | Packing Section | INST
R | VJ-PGL-23 |  | PIGGING LINE FOR PAINT, BLENDERS TO PM |  | PRP | MEC | MEC |  | 2010011190 | JSWPL-VJN-PKG | 2001 | B | 2001 | 2000 |  | 2019-04-01 | 2958465 |  |  | 001 | 001 |  |  | 2019-07-31 | 06090583 | 2019-07-31 | 06090583 | Packing Section | INST
R | VJ-PGL-24 |  | PIGGING LINE FOR PAINT, BLENDERS TO PM |  | PRP | MEC | MEC |  | 2010011190 | JSWPL-VJN-PKG | 2001 | B | 2001 | 2000 |  | 2019-04-01 | 2958465 |  |  | 001 | 001 |  |  | 2019-07-31 | 06090583 | 2019-07-31 | 06090583 | Packing Section | INST
R | VJ-PGL-25 |  | PIGGING LINE FOR PAINT, BLENDERS TO PM |  | PRP | MEC | MEC |  | 2010011190 | JSWPL-VJN-PKG | 2001 | B | 2001 | 2000 |  | 2019-04-01 | 2958465 |  |  | 001 | 001 |  |  | 2019-07-31 | 06090583 | 2019-07-31 | 06090583 | Packing Section | INST
R | VJ-PGL-41 |  | PIGGING LINE FOR WHITE WASH WATER |  | PRP | MEC | MEC |  | 2010011210 | JSWPL-VJN-PRC-WWS | 2001 | B | 2001 | 2000 |  | 2019-04-01 | 2958465 |  |  | 001 | 001 |  |  | 2019-07-31 | 06090583 | 2019-07-31 | 06090583 | Wash Water System | INST
R | VJ-PGL-43 |  | PIGGING LINE FOR COLOR WASH WATER |  | PRP | MEC | MEC |  | 2010011210 | JSWPL-VJN-PRC-WWS | 2001 | B | 2001 | 2000 |  | 2019-04-01 | 2958465 |  |  | 001 | 001 |  |  | 2019-07-31 | 06090583 | 2019-07-31 | 06090583 | Wash Water System | INST
R | VJ-PH-01 |  | CHARGE HOPPER FOR Y-101 | HOPPER | PRP | MEC | MEC |  | 2010011170 | JSWPL-VJN-PRC-DIS | 2001 | B | 2001 | 2000 |  | 2019-04-01 | 2958465 |  |  | 001 | 001 |  |  | 2019-07-31 | 06090583 | 2019-07-31 | 06090583 | Dispersion section | INST
R | VJ-PH-02 |  | PRODUCT HOPPER FOR Y-101 | HOPPER | PRP | MEC | MEC |  | 2010011170 | JSWPL-VJN-PRC-DIS | 2001 | B | 2001 | 2000 |  | 2019-04-01 | 2958465 |  |  | 001 | 001 |  |  | 2019-07-31 | 06090583 | 2019-07-31 | 06090583 | Dispersion section | INST
R | VJ-PH-03 |  | CHARGE HOPPER FOR Y-101 | HOPPER | PRP | MEC | MEC |  | 2010011170 | JSWPL-VJN-PRC-DIS | 2001 | B | 2001 | 2000 |  | 2019-04-01 | 2958465 |  |  | 001 | 001 |  |  | 2019-07-31 | 06090583 | 2019-07-31 | 06090583 | Dispersion section | INST
R | VJ-PH-04 |  | PRODUCT HOPPER FOR TSD-101 | HOPPER | PRP | MEC | MEC |  | 2010011170 | JSWPL-VJN-PRC-DIS | 2001 | B | 2001 | 2000 |  | 2019-04-01 | 2958465 |  |  | 001 | 001 |  |  | 2019-07-31 | 06090583 | 2019-07-31 | 06090583 | Dispersion section | INST
R | VJ-PH-05 |  | CHARGE HOPPER FOR TSD-101 | HOPPER | PRP | MEC | MEC |  | 2010011170 | JSWPL-VJN-PRC-DIS | 2001 | B | 2001 | 2000 |  | 2019-04-01 | 2958465 |  |  | 001 | 001 |  |  | 2019-07-31 | 06090583 | 2019-07-31 | 06090583 | Dispersion section | INST
R | VJ-PH-06 |  | PRODUCT HOPPER FOR TSD-102 | HOPPER | PRP | MEC | MEC |  | 2010011170 | JSWPL-VJN-PRC-DIS | 2001 | B | 2001 | 2000 |  | 2019-04-01 | 2958465 |  |  | 001 | 001 |  |  | 2019-07-31 | 06090583 | 2019-07-31 | 06090583 | Dispersion section | INST
R | VJ-PH-07 |  | CHARGE HOPPER FOR TSD-102 | HOPPER | PRP | MEC | MEC |  | 2010011170 | JSWPL-VJN-PRC-DIS | 2001 | B | 2001 | 2000 |  | 2019-04-01 | 2958465 |  |  | 001 | 001 |  |  | 2019-07-31 | 06090583 | 2019-07-31 | 06090583 | Dispersion section | INST
R | VJ-PH-08 |  | CHARGE HOPPER FOR TSD-103 | HOPPER | PRP | MEC | MEC |  | 2010011170 | JSWPL-VJN-PRC-DIS | 2001 | B | 2001 | 2000 |  | 2019-04-01 | 2958465 |  |  | 001 | 001 |  |  | 2019-07-31 | 06090583 | 2019-07-31 | 06090583 | Dispersion section | INST
R | VJ-PH-09 |  | PRODUCT HOPPER FOR TSD-103 | HOPPER | PRP | MEC | MEC |  | 2010011170 | JSWPL-VJN-PRC-DIS | 2001 | B | 2001 | 2000 |  | 2019-04-01 | 2958465 |  |  | 001 | 001 |  |  | 2019-07-31 | 06090583 | 2019-07-31 | 06090583 | Dispersion section | INST
R | VJ-PH-10 |  | CHARGE HOPPER FOR TSD-104 | HOPPER | PRP | MEC | MEC |  | 2010011170 | JSWPL-VJN-PRC-DIS | 2001 | B | 2001 | 2000 |  | 2019-04-01 | 2958465 |  |  | 001 | 001 |  |  | 2019-07-31 | 06090583 | 2019-07-31 | 06090583 | Dispersion section | INST
R | VJ-PH-11 |  | PRODUCT HOPPER FOR TSD-104 | HOPPER | PRP | MEC | MEC |  | 2010011170 | JSWPL-VJN-PRC-DIS | 2001 | B | 2001 | 2000 |  | 2019-04-01 | 2958465 |  |  | 001 | 001 |  |  | 2019-07-31 | 06090583 | 2019-07-31 | 06090583 | Dispersion section | INST
R | VJ-PH-12 |  | CHARGE HOPPER FOR TSD-105 | HOPPER | PRP | MEC | MEC |  | 2010011170 | JSWPL-VJN-PRC-DIS | 2001 | B | 2001 | 2000 |  | 2019-04-01 | 2958465 |  |  | 001 | 001 |  |  | 2019-07-31 | 06090583 | 2019-07-31 | 06090583 | Dispersion section | INST
R | VJ-PH-13 |  | PRODUCT HOPPER FOR TSD-105 | HOPPER | PRP | MEC | MEC |  | 2010011170 | JSWPL-VJN-PRC-DIS | 2001 | B | 2001 | 2000 |  | 2019-04-01 | 2958465 |  |  | 001 | 001 |  |  | 2019-07-31 | 06090583 | 2019-07-31 | 06090583 | Dispersion section | INST
W | VJ-PH-4501 |  | PH METER WTP | PH TX | UTY | INS | INS |  | 2010011360 | JSWPL-VJN-UTL | 2001 | C | 2001 | 2000 |  | 2019-08-01 | 2958465 |  |  | 001 | 001 |  |  | 2023-03-20 | ACCPMSUP02 | 2023-03-20 | ACCPMSUP02 | Utility section | INST
W | VJ-PIT-PC-10-03 |  | PRESSURE TRANSMITTER OF BLOWER PC10 | PT | PRP | INS | INS |  | 2010011080 | JSWPL-VJN-RMH-RMG-ATX | 2001 | A | 2001 | 2000 |  | 2019-06-01 | 2958465 |  |  | 001 | 001 |  |  | 2020-06-17 | 06090583 | 2020-06-17 | 06090583 | Atex System & Medium component handling | INST
W | VJ-PIT-PC-11-03 |  | PRESSURE TRANSMITTER OF BLOWER PC11 | PT | PRP | INS | INS |  | 2010011080 | JSWPL-VJN-RMH-RMG-ATX | 2001 | A | 2001 | 2000 |  | 2019-06-01 | 2958465 |  |  | 001 | 001 |  |  | 2020-06-17 | 06090583 | 2020-06-17 | 06090583 | Atex System & Medium component handling | INST
W | VJ-PIT-PC01-03 |  | PRESSURE TRANSMITTER OF PC-01 BLOWER | PT | RSI | INS | INS |  | 2010011080 | JSWPL-VJN-RMH | 2001 | C | 2001 | 2000 |  | 2019-08-01 | 2958465 |  |  | 001 | 001 |  |  | 2023-03-20 | ACCPMSUP02 | 2023-03-20 | ACCPMSUP02 | RM Handling | INST
W | VJ-PIT-PC02-03 |  | PRESSURE TRANSMITTER OF PC-02 BLOWER | PT | RSI | INS | INS |  | 2010011080 | JSWPL-VJN-RMH | 2001 | C | 2001 | 2000 |  | 2019-08-01 | 2958465 |  |  | 001 | 001 |  |  | 2023-03-20 | ACCPMSUP02 | 2023-03-20 | ACCPMSUP02 | RM Handling | INST
W | VJ-PIT-PC03-03 |  | PRESSURE TRANSMITTER OF PC-03 BLOWER | PT | RSI | INS | INS |  | 2010011080 | JSWPL-VJN-RMH | 2001 | C | 2001 | 2000 |  | 2019-08-01 | 2958465 |  |  | 001 | 001 |  |  | 2023-03-20 | ACCPMSUP02 | 2023-03-20 | ACCPMSUP02 | RM Handling | INST
W | VJ-PIT-PC04-03 |  | PRESSURE TRANSMITTER OF PC-04 BLOWER | PT | RSI | INS | INS |  | 2010011080 | JSWPL-VJN-RMH | 2001 | A | 2001 | 2000 |  | 2019-08-01 | 2958465 |  |  | 001 | 001 |  |  | 2023-03-20 | ACCPMSUP02 | 2023-03-20 | ACCPMSUP02 | RM Handling | INST
W | VJ-PIT-PC05-03 |  | PRESSURE TRANSMITTER OF PC-05 BLOWER | PT | PRP | INS | INS |  | 2010011370 | JSWPL-VJN-PRC-DIS | 2001 | C | 2001 | 2000 |  | 2019-08-01 | 2958465 |  |  | 001 | 001 |  |  | 2023-03-20 | ACCPMSUP02 | 2023-03-20 | ACCPMSUP02 | Dispersion section | INST
W | VJ-PIT-PC06-03 |  | PRESSURE TRANSMITTER OF PC-06 BLOWER | PT | PRP | INS | INS |  | 2010011370 | JSWPL-VJN-PRC-DIS | 2001 | C | 2001 | 2000 |  | 2019-08-01 | 2958465 |  |  | 001 | 001 |  |  | 2023-03-20 | ACCPMSUP02 | 2023-03-20 | ACCPMSUP02 | Dispersion section | INST
W | VJ-PIT-PC07-03 |  | PRESSURE TRANSMITTER OF PC-07 BLOWER | PT | PRP | INS | INS |  | 2010011370 | JSWPL-VJN-PRC-DIS | 2001 | C | 2001 | 2000 |  | 2019-08-01 | 2958465 |  |  | 001 | 001 |  |  | 2023-03-20 | ACCPMSUP02 | 2023-03-20 | ACCPMSUP02 | Dispersion section | INST
W | VJ-PIT-PC08-03 |  | PRESSURE TRANSMITTER OF PC-08 BLOWER | PT | PRP | INS | INS |  | 2010011370 | JSWPL-VJN-PRC-DIS | 2001 | C | 2001 | 2000 |  | 2019-08-01 | 2958465 |  |  | 001 | 001 |  |  | 2023-03-20 | ACCPMSUP02 | 2023-03-20 | ACCPMSUP02 | Dispersion section | INST
W | VJ-PIT-PC09-03 |  | PRESSURE TRANSMITTER OF PC-09 BLOWER | PT | PRP | INS | INS |  | 2010011370 | JSWPL-VJN-PRC-DIS | 2001 | C | 2001 | 2000 |  | 2019-08-01 | 2958465 |  |  | 001 | 001 |  |  | 2023-03-20 | ACCPMSUP02 | 2023-03-20 | ACCPMSUP02 | Dispersion section | INST
W | VJ-PIT-PC10-03 |  | PRESSURE TRANSMITTER OF PC-10 BLOWER | PT | PRP | INS | INS |  | 2010011370 | JSWPL-VJN-PRC-DIS | 2001 | C | 2001 | 2000 |  | 2019-08-01 | 2958465 |  |  | 001 | 001 |  |  | 2023-03-20 | ACCPMSUP02 | 2023-03-20 | ACCPMSUP02 | Dispersion section | INST
W | VJ-PIT-PC11-03 |  | PRESSURE TRANSMITTER OF PC-11 BLOWER | PT | PRP | INS | INS |  | 2010011370 | JSWPL-VJN-PRC-DIS | 2001 | C | 2001 | 2000 |  | 2019-08-01 | 2958465 |  |  | 001 | 001 |  |  | 2023-03-20 | ACCPMSUP02 | 2023-03-20 | ACCPMSUP02 | Dispersion section | INST
W | VJ-PIT-PLS0101-13 |  | PRESSURE TRANSMITTER OF PGL-01 | PT | PRP | INS | INS |  | 2010011370 | JSWPL-VJN-PRC-DIS | 2001 | C | 2001 | 2000 |  | 2019-08-01 | 2958465 |  |  | 001 | 001 |  |  | 2023-03-20 | ACCPMSUP02 | 2023-03-20 | ACCPMSUP02 | Dispersion section | INST
W | VJ-PIT-PLS0201-13 |  | PRESSURE TRANSMITTER OF PGL-02 | PT | PRP | INS | INS |  | 2010011370 | JSWPL-VJN-PRC-DIS | 2001 | C | 2001 | 2000 |  | 2019-08-01 | 2958465 |  |  | 001 | 001 |  |  | 2023-03-20 | ACCPMSUP02 | 2023-03-20 | ACCPMSUP02 | Dispersion section | INST
W | VJ-PIT-PLS0301-13 |  | PRESSURE TRANSMITTER OF PGL-03 | PT | RSI | INS | INS |  | 2010011080 | JSWPL-VJN-RMH | 2001 | C | 2001 | 2000 |  | 2019-08-01 | 2958465 |  |  | 001 | 001 |  |  | 2023-03-20 | ACCPMSUP02 | 2023-03-20 | ACCPMSUP02 | RM Handling | INST
W | VJ-PIT-PLS0401-13 |  | PRESSURE TRANSMITTER OF PGL-04 | PT | PRP | INS | INS |  | 2010011370 | JSWPL-VJN-PRC-BLE | 2001 | A | 2001 | 2000 |  | 2019-08-01 | 2958465 |  |  | 001 | 001 |  |  | 2023-03-20 | ACCPMSUP02 | 2023-03-20 | ACCPMSUP02 | Blender Section | INST
W | VJ-PIT-PLS0501-13 |  | PRESSURE TRANSMITTER OF PGL-05 | PT | PRP | INS | INS |  | 2010011370 | JSWPL-VJN-PRC-BLE | 2001 | A | 2001 | 2000 |  | 2019-08-01 | 2958465 |  |  | 001 | 001 |  |  | 2023-03-20 | ACCPMSUP02 | 2023-03-20 | ACCPMSUP02 | Blender Section | INST
W | VJ-PIT-PLS0601-13 |  | PRESSURE TRANSMITTER OF PGL-06 | PT | PRP | INS | INS |  | 2010011370 | JSWPL-VJN-PRC-BLE | 2001 | A | 2001 | 2000 |  | 2019-08-01 | 2958465 |  |  | 001 | 001 |  |  | 2023-03-20 | ACCPMSUP02 | 2023-03-20 | ACCPMSUP02 | Blender Section | INST
W | VJ-PIT-PLS1601-13 |  | PRESSURE TRANSMITTER OF PGL-16 | PT | PRP | INS | INS |  | 2010011370 | JSWPL-VJN-PRC-BLE | 2001 | A | 2001 | 2000 |  | 2019-08-01 | 2958465 |  |  | 001 | 001 |  |  | 2023-03-20 | ACCPMSUP02 | 2023-03-20 | ACCPMSUP02 | Blender Section | INST
W | VJ-PIT-PLS2101-13 |  | PRESSURE TRANSMITTER OF PGL-21 | PT | PRP | INS | INS |  | 2010011370 | JSWPL-VJN-PKG | 2001 | C | 2001 | 2000 |  | 2019-08-01 | 2958465 |  |  | 001 | 001 |  |  | 2023-03-20 | ACCPMSUP02 | 2023-03-20 | ACCPMSUP02 | Packing Section | INST
W | VJ-PIT-PLS2201-13 |  | PRESSURE TRANSMITTER OF PGL-22 | PT | PRP | INS | INS |  | 2010011370 | JSWPL-VJN-PKG | 2001 | C | 2001 | 2000 |  | 2019-08-01 | 2958465 |  |  | 001 | 001 |  |  | 2023-03-20 | ACCPMSUP02 | 2023-03-20 | ACCPMSUP02 | Packing Section | INST
W | VJ-PIT-PLS2301-13 |  | PRESSURE TRANSMITTER OF PGL-23 | PT | PRP | INS | INS |  | 2010011370 | JSWPL-VJN-PKG | 2001 | C | 2001 | 2000 |  | 2019-08-01 | 2958465 |  |  | 001 | 001 |  |  | 2023-03-20 | ACCPMSUP02 | 2023-03-20 | ACCPMSUP02 | Packing Section | INST
W | VJ-PIT-PLS2401-13 |  | PRESSURE TRANSMITTER OF PGL-24 | PT | PRP | INS | INS |  | 2010011370 | JSWPL-VJN-PKG | 2001 | C | 2001 | 2000 |  | 2019-08-01 | 2958465 |  |  | 001 | 001 |  |  | 2023-03-20 | ACCPMSUP02 | 2023-03-20 | ACCPMSUP02 | Packing Section | INST
W | VJ-PIT-PLS2501-13 |  | PRESSURE TRANSMITTER OF PGL-25 | PT | PRP | INS | INS |  | 2010011370 | JSWPL-VJN-PKG | 2001 | C | 2001 | 2000 |  | 2019-08-01 | 2958465 |  |  | 001 | 001 |  |  | 2023-03-20 | ACCPMSUP02 | 2023-03-20 | ACCPMSUP02 | Packing Section | INST
W | VJ-PIT-PLS4101-13 |  | PRESSURE TRANSMITTER OF PGL-41 | PT | PRP | INS | INS |  | 2010011370 | JSWPL-VJN-PRC-BLE | 2001 | A | 2001 | 2000 |  | 2019-08-01 | 2958465 |  |  | 001 | 001 |  |  | 2023-03-20 | ACCPMSUP02 | 2023-03-20 | ACCPMSUP02 | Blender Section | INST
W | VJ-PIT-PLS4301-13 |  | PRESSURE TRANSMITTER OF PGL-43 | PT | PRP | INS | INS |  | 2010011370 | JSWPL-VJN-PRC-BLE | 2001 | A | 2001 | 2000 |  | 2019-08-01 | 2958465 |  |  | 001 | 001 |  |  | 2023-03-20 | ACCPMSUP02 | 2023-03-20 | ACCPMSUP02 | Blender Section | INST
W | VJ-PLS0101-PI-14 |  | PRESSURE GAUGE OF PGL-01 | PG | PRP | INS | INS |  | 2010011370 | JSWPL-VJN-PRC-DIS | 2001 | C | 2001 | 2000 |  | 2019-08-01 | 2958465 |  |  | 001 | 001 |  |  | 2023-03-20 | ACCPMSUP02 | 2023-03-20 | ACCPMSUP02 | Dispersion section | INST
W | VJ-PLS0190-PI-14 |  | PRESSURE GAUGE OF PGL-01 | PG | PRP | INS | INS |  | 2010011370 | JSWPL-VJN-PRC-DIS | 2001 | C | 2001 | 2000 |  | 2019-08-01 | 2958465 |  |  | 001 | 001 |  |  | 2023-03-20 | ACCPMSUP02 | 2023-03-20 | ACCPMSUP02 | Dispersion section | INST
W | VJ-PLS0201-PI-14 |  | PRESSURE GAUGE OF PGL-02 | PG | PRP | INS | INS |  | 2010011370 | JSWPL-VJN-PRC-DIS | 2001 | C | 2001 | 2000 |  | 2019-08-01 | 2958465 |  |  | 001 | 001 |  |  | 2023-03-20 | ACCPMSUP02 | 2023-03-20 | ACCPMSUP02 | Dispersion section | INST
W | VJ-PLS0290-PI-14 |  | PRESSURE GAUGE OF PGL-02 | PG | PRP | INS | INS |  | 2010011370 | JSWPL-VJN-PRC-DIS | 2001 | C | 2001 | 2000 |  | 2019-08-01 | 2958465 |  |  | 001 | 001 |  |  | 2023-03-20 | ACCPMSUP02 | 2023-03-20 | ACCPMSUP02 | Dispersion section | INST
W | VJ-PLS0301-PI-14 |  | PRESSURE GAUGE OF PGL-03 | PG | PRP | INS | INS |  | 2010011370 | JSWPL-VJN-RMH-RMG | 2001 | C | 2001 | 2000 |  | 2019-08-01 | 2958465 |  |  | 001 | 001 |  |  | 2023-03-20 | ACCPMSUP02 | 2023-03-20 | ACCPMSUP02 | RM Godown | INST
W | VJ-PLS0390-PI-14 |  | PRESSURE GAUGE OF PGL-03 | PG | PRP | INS | INS |  | 2010011370 | JSWPL-VJN-RMH-RMG | 2001 | C | 2001 | 2000 |  | 2019-08-01 | 2958465 |  |  | 001 | 001 |  |  | 2023-03-20 | ACCPMSUP02 | 2023-03-20 | ACCPMSUP02 | RM Godown | INST
W | VJ-PLS0401-PI-14 |  | PRESSURE GAUGE OF PGL-04 | PG | PRP | INS | INS |  | 2010011370 | JSWPL-VJN-PRC-BLE | 2001 | C | 2001 | 2000 |  | 2019-08-01 | 2958465 |  |  | 001 | 001 |  |  | 2023-03-20 | ACCPMSUP02 | 2023-03-20 | ACCPMSUP02 | Blender Section | INST
W | VJ-PLS0490-PI-14 |  | PRESSURE GAUGE OF PGL-04 | PG | PRP | INS | INS |  | 2010011370 | JSWPL-VJN-PRC-BLE | 2001 | C | 2001 | 2000 |  | 2019-08-01 | 2958465 |  |  | 001 | 001 |  |  | 2023-03-20 | ACCPMSUP02 | 2023-03-20 | ACCPMSUP02 | Blender Section | INST
W | VJ-PLS0501-PI-14 |  | PRESSURE GAUGE OF PGL-05 | PG | PRP | INS | INS |  | 2010011370 | JSWPL-VJN-PRC-BLE | 2001 | C | 2001 | 2000 |  | 2019-08-01 | 2958465 |  |  | 001 | 001 |  |  | 2023-03-20 | ACCPMSUP02 | 2023-03-20 | ACCPMSUP02 | Blender Section | INST
W | VJ-PLS0590-PI-14 |  | PRESSURE GAUGE OF PGL-05 | PG | PRP | INS | INS |  | 2010011370 | JSWPL-VJN-PRC-BLE | 2001 | C | 2001 | 2000 |  | 2019-08-01 | 2958465 |  |  | 001 | 001 |  |  | 2023-03-20 | ACCPMSUP02 | 2023-03-20 | ACCPMSUP02 | Blender Section | INST
W | VJ-PLS0601-PI-14 |  | PRESSURE GAUGE OF PGL-06 | PG | PRP | INS | INS |  | 2010011370 | JSWPL-VJN-PRC-BLE | 2001 | C | 2001 | 2000 |  | 2019-08-01 | 2958465 |  |  | 001 | 001 |  |  | 2023-03-20 | ACCPMSUP02 | 2023-03-20 | ACCPMSUP02 | Blender Section | INST
W | VJ-PLS0690-PI-14 |  | PRESSURE GAUGE OF PGL-06 | PG | PRP | INS | INS |  | 2010011370 | JSWPL-VJN-PRC-BLE | 2001 | C | 2001 | 2000 |  | 2019-08-01 | 2958465 |  |  | 001 | 001 |  |  | 2023-03-20 | ACCPMSUP02 | 2023-03-20 | ACCPMSUP02 | Blender Section | INST
W | VJ-PLS1601-PI-14 |  | PRESSURE GAUGE OF PGL-16 | PG | PRP | INS | INS |  | 2010011370 | JSWPL-VJN-PRC-BLE | 2001 | C | 2001 | 2000 |  | 2019-08-01 | 2958465 |  |  | 001 | 001 |  |  | 2023-03-20 | ACCPMSUP02 | 2023-03-20 | ACCPMSUP02 | Blender Section | INST
W | VJ-PLS1690-PI-14 |  | PRESSURE GAUGE OF PGL-16 | PG | PRP | INS | INS |  | 2010011370 | JSWPL-VJN-PRC-BLE | 2001 | C | 2001 | 2000 |  | 2019-08-01 | 2958465 |  |  | 001 | 001 |  |  | 2023-03-20 | ACCPMSUP02 | 2023-03-20 | ACCPMSUP02 | Blender Section | INST
W | VJ-PLS2101-PI-14 |  | PRESSURE GAUGE OF PGL-21 | PG | PRP | INS | INS |  | 2010011370 | JSWPL-VJN-PKG | 2001 | C | 2001 | 2000 |  | 2019-08-01 | 2958465 |  |  | 001 | 001 |  |  | 2023-03-20 | ACCPMSUP02 | 2023-03-20 | ACCPMSUP02 | Packing Section | INST
W | VJ-PLS2190-PI-14 |  | PRESSURE GAUGE OF PGL-21 | PG | PRP | INS | INS |  | 2010011370 | JSWPL-VJN-PKG | 2001 | C | 2001 | 2000 |  | 2019-08-01 | 2958465 |  |  | 001 | 001 |  |  | 2023-03-20 | ACCPMSUP02 | 2023-03-20 | ACCPMSUP02 | Packing Section | INST
W | VJ-PLS2201-PI-14 |  | PRESSURE GAUGE OF PGL-22 | PG | PRP | INS | INS |  | 2010011370 | JSWPL-VJN-PKG | 2001 | C | 2001 | 2000 |  | 2019-08-01 | 2958465 |  |  | 001 | 001 |  |  | 2023-03-20 | ACCPMSUP02 | 2023-03-20 | ACCPMSUP02 | Packing Section | INST
W | VJ-PLS2290-PI-14 |  | PRESSURE GAUGE OF PGL-22 | PG | PRP | INS | INS |  | 2010011370 | JSWPL-VJN-PKG | 2001 | C | 2001 | 2000 |  | 2019-08-01 | 2958465 |  |  | 001 | 001 |  |  | 2023-03-20 | ACCPMSUP02 | 2023-03-20 | ACCPMSUP02 | Packing Section | INST
W | VJ-PLS2301-PI-14 |  | PRESSURE GAUGE OF PGL-23 | PG | PRP | INS | INS |  | 2010011370 | JSWPL-VJN-PKG | 2001 | C | 2001 | 2000 |  | 2019-08-01 | 2958465 |  |  | 001 | 001 |  |  | 2023-03-20 | ACCPMSUP02 | 2023-03-20 | ACCPMSUP02 | Packing Section | INST
W | VJ-PLS2390-PI-14 |  | PRESSURE GAUGE OF PGL-23 | PG | PRP | INS | INS |  | 2010011370 | JSWPL-VJN-PKG | 2001 | C | 2001 | 2000 |  | 2019-08-01 | 2958465 |  |  | 001 | 001 |  |  | 2023-03-20 | ACCPMSUP02 | 2023-03-20 | ACCPMSUP02 | Packing Section | INST
W | VJ-PLS2401-PI-14 |  | PRESSURE GAUGE OF PGL-24 | PG | PRP | INS | INS |  | 2010011370 | JSWPL-VJN-PKG | 2001 | C | 2001 | 2000 |  | 2019-08-01 | 2958465 |  |  | 001 | 001 |  |  | 2023-03-20 | ACCPMSUP02 | 2023-03-20 | ACCPMSUP02 | Packing Section | INST
W | VJ-PLS2490-PI-14 |  | PRESSURE GAUGE OF PGL-24 | PG | PRP | INS | INS |  | 2010011370 | JSWPL-VJN-PKG | 2001 | C | 2001 | 2000 |  | 2019-08-01 | 2958465 |  |  | 001 | 001 |  |  | 2023-03-20 | ACCPMSUP02 | 2023-03-20 | ACCPMSUP02 | Packing Section | INST
W | VJ-PLS2501-PI-14 |  | PRESSURE GAUGE OF PGL-25 | PG | PRP | INS | INS |  | 2010011370 | JSWPL-VJN-PKG | 2001 | C | 2001 | 2000 |  | 2019-08-01 | 2958465 |  |  | 001 | 001 |  |  | 2023-03-20 | ACCPMSUP02 | 2023-03-20 | ACCPMSUP02 | Packing Section | INST
W | VJ-PLS2590-PI-14 |  | PRESSURE GAUGE OF PGL-25 | PG | PRP | INS | INS |  | 2010011370 | JSWPL-VJN-PKG | 2001 | C | 2001 | 2000 |  | 2019-08-01 | 2958465 |  |  | 001 | 001 |  |  | 2023-03-20 | ACCPMSUP02 | 2023-03-20 | ACCPMSUP02 | Packing Section | INST
W | VJ-PLS4101-PI-14 |  | PRESSURE GAUGE OF PGL-41 | PG | PRP | INS | INS |  | 2010011370 | JSWPL-VJN-PRC-BLE | 2001 | C | 2001 | 2000 |  | 2019-08-01 | 2958465 |  |  | 001 | 001 |  |  | 2023-03-20 | ACCPMSUP02 | 2023-03-20 | ACCPMSUP02 | Blender Section | INST
W | VJ-PLS4190-PI-14 |  | PRESSURE GAUGE OF PGL-41 | PG | PRP | INS | INS |  | 2010011370 | JSWPL-VJN-PRC-BLE | 2001 | C | 2001 | 2000 |  | 2019-08-01 | 2958465 |  |  | 001 | 001 |  |  | 2023-03-20 | ACCPMSUP02 | 2023-03-20 | ACCPMSUP02 | Blender Section | INST
W | VJ-PLS4301-PI-14 |  | PRESSURE GAUGE OF PGL-43 | PG | PRP | INS | INS |  | 2010011370 | JSWPL-VJN-PRC-BLE | 2001 | C | 2001 | 2000 |  | 2019-08-01 | 2958465 |  |  | 001 | 001 |  |  | 2023-03-20 | ACCPMSUP02 | 2023-03-20 | ACCPMSUP02 | Blender Section | INST
W | VJ-PLS4390-PI-14 |  | PRESSURE GAUGE OF PGL-43 | PG | PRP | INS | INS |  | 2010011370 | JSWPL-VJN-PRC-BLE | 2001 | C | 2001 | 2000 |  | 2019-08-01 | 2958465 |  |  | 001 | 001 |  |  | 2023-03-20 | ACCPMSUP02 | 2023-03-20 | ACCPMSUP02 | Blender Section | INST
R | VJ-PM-101 |  | Pug Mill 1 MT | MIXER | PRP | MEC | MEC |  | 2010014010 | JSWPL-VJN-WSP | 2001 | A | 2001 | 2000 |  | 2022-04-01 | 2958465 |  |  | 001 | 001 |  |  | 2022-09-05 | 06090257 | 2022-09-05 | 06090257 | WORKSHOP | INST
R | VJ-PRN-5800-01 | VJ-RFM-102 | THERMAL PRINTER 5800 | PRINTER | PRP | MEC | MEC |  | 2010011190 | JSWPL-VJN-PKG | 2001 | B | 2001 | 2000 |  | 2020-03-19 | 2958465 |  |  | 001 | 001 | 2020-03-19 | 01043640 | 2020-03-19 | 01043640 | 2020-03-18 | 06090583 | Packing Section | ASEQ
R | VJ-PRN-5800-01 |  | THERMAL PRINTER 5800 | PRINTER | PRP | MEC | MEC |  | 2010011190 | JSWPL-VJN-PKG | 2001 | A | 2001 | 2000 |  | 2020-03-18 | 2020-03-19 |  |  | 001 | 001 | 2020-03-19 | 01043640 | 2020-03-18 | 06090583 | 2020-03-18 | 06090583 | Packing Section | ASEQ
R | VJ-PRN-5800-02 | VJ-RFM-104 | THERMAL PRINTER 5800 | PRINTER | PRP | MEC | MEC |  | 2010011190 | JSWPL-VJN-PKG | 2001 | B | 2001 | 2000 |  | 2020-03-19 | 2958465 |  |  | 001 | 001 | 2020-03-19 | 01043640 | 2020-03-19 | 01043640 | 2020-03-18 | 06090583 | Packing Section | ASEQ
R | VJ-PRN-5800-02 |  | THERMAL PRINTER 5800 | PRINTER | PRP | MEC | MEC |  | 2010011190 | JSWPL-VJN-PKG | 2001 | A | 2001 | 2000 |  | 2020-03-18 | 2020-03-19 |  |  | 001 | 001 | 2020-03-19 | 01043640 | 2020-03-18 | 06090583 | 2020-03-18 | 06090583 | Packing Section | ASEQ
R | VJ-PRN-5800-03 | VJ-RFM-105 | THERMAL PRINTER 5800 | PRINTER | PRP | MEC | MEC |  | 2010011190 | JSWPL-VJN-PKG | 2001 | B | 2001 | 2000 |  | 2020-03-19 | 2958465 |  |  | 001 | 001 | 2020-03-19 | 01043640 | 2020-03-19 | 01043640 | 2020-03-18 | 06090583 | Packing Section | ASEQ
R | VJ-PRN-5800-03 |  | THERMAL PRINTER 5800 | PRINTER | PRP | MEC | MEC |  | 2010011190 | JSWPL-VJN-PKG | 2001 | A | 2001 | 2000 |  | 2020-03-18 | 2020-03-19 |  |  | 001 | 001 | 2020-03-19 | 01043640 | 2020-03-18 | 06090583 | 2020-03-18 | 06090583 | Packing Section | ASEQ
R | VJ-PRN-9042-01 | VJ-BFM-102 | INKJET PRINTER 9042 - 2.2G | PRINTER | PRP | MEC | MEC |  | 2010011190 | JSWPL-VJN-PKG | 2001 | B | 2001 | 2000 |  | 2020-03-19 | 2958465 |  |  | 001 | 001 | 2020-03-19 | 01043640 | 2020-03-19 | 01043640 | 2020-03-18 | 06090583 | Packing Section | ASEQ
R | VJ-PRN-9042-01 |  | INKJET PRINTER 9042 - 2.2G | PRINTER | PRP | MEC | MEC |  | 2010011190 | JSWPL-VJN-PKG | 2001 | A | 2001 | 2000 |  | 2020-03-18 | 2020-03-19 |  |  | 001 | 001 | 2020-03-19 | 01043640 | 2020-03-18 | 06090583 | 2020-03-18 | 06090583 | Packing Section | ASEQ
R | VJ-PRN-9042-02 | VJ-BFM-101 | INKJET PRINTER 9042 - 2.2G | PRINTER | PRP | MEC | MEC |  | 2010011190 | JSWPL-VJN-PKG | 2001 | B | 2001 | 2000 |  | 2020-03-19 | 2958465 |  |  | 001 | 001 | 2020-03-19 | 01043640 | 2020-03-19 | 01043640 | 2020-03-18 | 06090583 | Packing Section | ASEQ
R | VJ-PRN-9042-02 |  | INKJET PRINTER 9042 - 2.2G | PRINTER | PRP | MEC | MEC |  | 2010011110 | JSWPL-VJN-PKG | 2001 | A | 2001 | 2000 |  | 2020-03-18 | 2020-03-19 |  |  | 001 | 001 | 2020-03-19 | 01043640 | 2020-03-18 | 06090583 | 2020-03-18 | 06090583 | Packing Section | ASEQ
R | VJ-PRN-9042-03 |  | INKJET PRINTER 9042 - 2.2G | PRINTER | PRP | MEC | MEC |  | 2010011190 | JSWPL-VJN-PKG | 2001 | A | 2001 | 2000 |  | 2020-03-18 | 2958465 |  |  | 001 | 001 | 2020-03-19 | 01043640 | 2020-03-18 | 06090583 | 2020-03-18 | 06090583 | Packing Section | INST
R | VJ-PRN-9042-04 | VJ-RFM-101 | INKJET PRINTER 9042 - 1.2G | PRINTER | PRP | MEC | MEC |  | 2010011190 | JSWPL-VJN-PKG | 2001 | B | 2001 | 2000 |  | 2020-03-19 | 2958465 |  |  | 001 | 001 | 2020-03-19 | 01043640 | 2020-03-19 | 01043640 | 2020-03-18 | 06090583 | Packing Section | ASEQ
R | VJ-PRN-9042-04 |  | INKJET PRINTER 9042 - 1.2G | PRINTER | PRP | MEC | MEC |  | 2010011110 | JSWPL-VJN-PKG | 2001 | A | 2001 | 2000 |  | 2020-03-18 | 2020-03-19 |  |  | 001 | 001 | 2020-03-19 | 01043640 | 2020-03-18 | 06090583 | 2020-03-18 | 06090583 | Packing Section | ASEQ
R | VJ-PRN-9042-05 |  | INKJET PRINTER 9042 - 2.2G | PRINTER | PRP | MEC | MEC |  | 2010011190 | JSWPL-VJN-PKG | 2001 | A | 2001 | 2000 |  | 2020-03-18 | 2958465 |  |  | 001 | 001 | 2020-03-19 | 01043640 | 2020-03-18 | 06090583 | 2020-03-18 | 06090583 | Packing Section | INST
R | VJ-PRN-9450-01 | VJ-RFM-102 | INKJET PRINTER 9450 - 1.1G | PRINTER | PRP | MEC | MEC |  | 2010011190 | JSWPL-VJN-PKG | 2001 | B | 2001 | 2000 |  | 2020-03-19 | 2958465 |  |  | 001 | 001 | 2020-03-19 | 01043640 | 2020-03-19 | 01043640 | 2020-03-18 | 06090583 | Packing Section | ASEQ
R | VJ-PRN-9450-01 |  | INKJET PRINTER 9450 - 1.1G | PRINTER | PRP | MEC | MEC |  | 2010011190 | JSWPL-VJN-PKG | 2001 | A | 2001 | 2000 |  | 2020-03-18 | 2020-03-19 |  |  | 001 | 001 | 2020-03-19 | 01043640 | 2020-03-18 | 06090583 | 2020-03-18 | 06090583 | Packing Section | ASEQ
R | VJ-PRN-9450-02 |  | INKJET PRINTER 9450 - 1.1G | PRINTER | PRP | MEC | MEC |  | 2010011190 | JSWPL-VJN-PKG | 2001 | A | 2001 | 2000 |  | 2020-03-18 | 2958465 |  |  | 001 | 001 | 2020-03-19 | 01043640 | 2020-03-18 | 06090583 | 2020-03-18 | 06090583 | Packing Section | INST
R | VJ-PRN-9450-03 | VJ-RFM-102 | INKJET PRINTER 9450 - 1.1G | PRINTER | PRP | MEC | MEC |  | 2010011190 | JSWPL-VJN-PKG | 2001 | B | 2001 | 2000 |  | 2020-03-19 | 2958465 |  |  | 001 | 001 | 2020-03-19 | 01043640 | 2020-03-19 | 01043640 | 2020-03-18 | 06090583 | Packing Section | ASEQ
R | VJ-PRN-9450-03 |  | INKJET PRINTER 9450 - 1.1G | PRINTER | PRP | MEC | MEC |  | 2010011190 | JSWPL-VJN-PKG | 2001 | A | 2001 | 2000 |  | 2020-03-18 | 2020-03-19 |  |  | 001 | 001 | 2020-03-19 | 01043640 | 2020-03-18 | 06090583 | 2020-03-18 | 06090583 | Packing Section | ASEQ
R | VJ-PRN-9450-04 | VJ-RFM-104 | INKJET PRINTER 9450 - 1.1G | PRINTER | PRP | MEC | MEC |  | 2010011190 | JSWPL-VJN-PKG | 2001 | B | 2001 | 2000 |  | 2020-03-19 | 2958465 |  |  | 001 | 001 | 2020-03-19 | 01043640 | 2020-03-19 | 01043640 | 2020-03-18 | 06090583 | Packing Section | ASEQ
R | VJ-PRN-9450-04 |  | INKJET PRINTER 9450 - 1.1G | PRINTER | PRP | MEC | MEC |  | 2010011110 | JSWPL-VJN-PKG | 2001 | A | 2001 | 2000 |  | 2020-03-18 | 2020-03-19 |  |  | 001 | 001 | 2020-03-19 | 01043640 | 2020-03-18 | 06090583 | 2020-03-18 | 06090583 | Packing Section | ASEQ
R | VJ-PRN-9450-05 |  | INKJET PRINTER 9450 - 1.1G | PRINTER | PRP | MEC | MEC |  | 2010011190 | JSWPL-VJN-PKG | 2001 | A | 2001 | 2000 |  | 2020-03-18 | 2958465 |  |  | 001 | 001 | 2020-03-19 | 01043640 | 2020-03-18 | 06090583 | 2020-03-18 | 06090583 | Packing Section | INST
R | VJ-PRN-9450-06 | VJ-RFM-105 | INKJET PRINTER 9450 - 1.1G | PRINTER | PRP | MEC | MEC |  | 2010011190 | JSWPL-VJN-PKG | 2001 | B | 2001 | 2000 |  | 2020-03-19 | 2958465 |  |  | 001 | 001 | 2020-03-19 | 01043640 | 2020-03-19 | 01043640 | 2020-03-18 | 06090583 | Packing Section | ASEQ
R | VJ-PRN-9450-06 |  | INKJET PRINTER 9450 - 1.1G | PRINTER | PRP | MEC | MEC |  | 2010011110 | JSWPL-VJN-PKG | 2001 | A | 2001 | 2000 |  | 2020-03-18 | 2020-03-19 |  |  | 001 | 001 | 2020-03-19 | 01043640 | 2020-03-18 | 06090583 | 2020-03-18 | 06090583 | Packing Section | ASEQ
R | VJ-PRN-9450-07 | VJ-BFM-102 | INKJET PRINTER 9450 - 1.1G | PRINTER | PRP | MEC | MEC |  | 2010011190 | JSWPL-VJN-PKG | 2001 | B | 2001 | 2000 |  | 2020-03-19 | 2958465 |  |  | 001 | 001 | 2020-03-19 | 01043640 | 2020-03-19 | 01043640 | 2020-03-18 | 06090583 | Packing Section | ASEQ
R | VJ-PRN-9450-07 |  | INKJET PRINTER 9450 - 1.1G | PRINTER | PRP | MEC | MEC |  | 2010011110 | JSWPL-VJN-PKG | 2001 | A | 2001 | 2000 |  | 2020-03-18 | 2020-03-19 |  |  | 001 | 001 | 2020-03-19 | 01043640 | 2020-03-18 | 06090583 | 2020-03-18 | 06090583 | Packing Section | ASEQ
R | VJ-PRN-9450-08 | VJ-BFM-101 | INKJET PRINTER 9450 - 1.1G | PRINTER | PRP | MEC | MEC |  | 2010011190 | JSWPL-VJN-PKG | 2001 | B | 2001 | 2000 |  | 2020-03-19 | 2958465 |  |  | 001 | 002 | 2020-03-19 | 01043640 | 2020-03-19 | 01043640 | 2020-03-18 | 06090583 | Packing Section | ASEQ
R | VJ-PRN-9450-08 |  | INKJET PRINTER 9450 - 1.1G | PRINTER | PRP | MEC | MEC |  | 2010011110 | JSWPL-VJN-PKG | 2001 | A | 2001 | 2000 |  | 2020-03-18 | 2020-03-19 |  |  | 001 | 001 | 2020-03-19 | 01043640 | 2020-03-18 | 06090583 | 2020-03-18 | 06090583 | Packing Section | ASEQ
R | VJ-PRN-9450-08 | VJ-RFM-101 | INKJET PRINTER 9450 - 1.1G | PRINTER | PRP | MEC | MEC |  | 2010011190 | JSWPL-VJN-PKG | 2001 | B | 2001 | 2000 |  | 2020-03-19 | 2020-03-19 |  |  | 002 | 002 | 2020-03-19 | 01043640 | 2020-03-19 | 01043640 | 2020-03-18 | 06090583 | Packing Section | ASEQ
R | VJ-PRN-9450-09 | VJ-RFM-105 | INKJET PRINTER 9450 - 1.1G | PRINTER | PRP | MEC | MEC |  | 2010011190 | JSWPL-VJN-PKG | 2001 | B | 2001 | 2000 |  | 2020-03-19 | 2958465 |  |  | 001 | 001 | 2020-03-19 | 01043640 | 2020-03-19 | 01043640 | 2020-03-18 | 06090583 | Packing Section | ASEQ
R | VJ-PRN-9450-09 |  | INKJET PRINTER 9450 - 1.1G | PRINTER | PRP | MEC | MEC |  | 2010011110 | JSWPL-VJN-PKG | 2001 | A | 2001 | 2000 |  | 2020-03-18 | 2020-03-19 |  |  | 001 | 001 | 2020-03-19 | 01043640 | 2020-03-18 | 06090583 | 2020-03-18 | 06090583 | Packing Section | ASEQ
R | VJ-PRN-9450-10 | VJ-RFM-104 | INKJET PRINTER 9450 - 1.1G | PRINTER | PRP | MEC | MEC |  | 2010011190 | JSWPL-VJN-PKG | 2001 | B | 2001 | 2000 |  | 2020-03-19 | 2958465 |  |  | 001 | 001 | 2020-03-19 | 01043640 | 2020-03-19 | 01043640 | 2020-03-18 | 06090583 | Packing Section | ASEQ
R | VJ-PRN-9450-10 |  | INKJET PRINTER 9450 - 1.1G | PRINTER | PRP | MEC | MEC |  | 2010011110 | JSWPL-VJN-PKG | 2001 | A | 2001 | 2000 |  | 2020-03-18 | 2020-03-19 |  |  | 001 | 001 | 2020-03-19 | 01043640 | 2020-03-18 | 06090583 | 2020-03-18 | 06090583 | Packing Section | ASEQ
W | VJ-PS-FPH-DP1 |  | PRESSSURE SWITCH FIRE PUMP LINE | PRES_SWTCH | UTY | INS | INS |  | 2010011360 | JSWPL-VJN-UTL | 2001 | A | 2001 | 2000 |  | 2019-08-01 | 2958465 |  |  | 001 | 001 |  |  | 2023-03-20 | ACCPMSUP02 | 2023-03-20 | ACCPMSUP02 | Utility section | INST
W | VJ-PS-FPH-JP1 |  | PRESSSURE SWITCH FIRE PUMP LINE | PRES_SWTCH | UTY | INS | INS |  | 2010011360 | JSWPL-VJN-UTL | 2001 | A | 2001 | 2000 |  | 2019-08-01 | 2958465 |  |  | 001 | 001 |  |  | 2023-03-20 | ACCPMSUP02 | 2023-03-20 | ACCPMSUP02 | Utility section | INST
W | VJ-PS-FPH-JP2 |  | PRESSSURE SWITCH FIRE PUMP LINE | PRES_SWTCH | UTY | INS | INS |  | 2010011360 | JSWPL-VJN-UTL | 2001 | A | 2001 | 2000 |  | 2019-08-01 | 2958465 |  |  | 001 | 001 |  |  | 2023-03-20 | ACCPMSUP02 | 2023-03-20 | ACCPMSUP02 | Utility section | INST
W | VJ-PS-FPH-MP1 |  | PRESSSURE SWITCH FIRE PUMP LINE | PRES_SWTCH | UTY | INS | INS |  | 2010011360 | JSWPL-VJN-UTL | 2001 | A | 2001 | 2000 |  | 2019-08-01 | 2958465 |  |  | 001 | 001 |  |  | 2023-03-20 | ACCPMSUP02 | 2023-03-20 | ACCPMSUP02 | Utility section | INST
W | VJ-PS-FPH-MP2 |  | PRESSSURE SWITCH FIRE PUMP LINE | PRES_SWTCH | UTY | INS | INS |  | 2010011360 | JSWPL-VJN-UTL | 2001 | A | 2001 | 2000 |  | 2019-08-01 | 2958465 |  |  | 001 | 001 |  |  | 2023-03-20 | ACCPMSUP02 | 2023-03-20 | ACCPMSUP02 | Utility section | INST
W | VJ-PS-P-T153 |  | PRESSURE SWITCH OF PUMP-P-T153 | PRES_SWTCH | PRP | INS | INS |  | 2010011310 | JSWPL-VJN-PRC | 2001 | A | 2001 | 2000 |  | 2019-06-01 | 2958465 |  |  | 001 | 001 |  |  | 2020-06-17 | 06090583 | 2020-06-17 | 06090583 | Processing Block | INST
W | VJ-PS-P-T154 |  | PRESSURE SWITCH OF PUMP-P-T154 | PRES_SWTCH | PRP | INS | INS |  | 2010011310 | JSWPL-VJN-PRC | 2001 | A | 2001 | 2000 |  | 2019-06-01 | 2958465 |  |  | 001 | 001 |  |  | 2020-06-17 | 06090583 | 2020-06-17 | 06090583 | Processing Block | INST
W | VJ-PS-P-T155 |  | PRESSURE SWITCH OF PUMP-P-T155 | PRES_SWTCH | PRP | INS | INS |  | 2010011310 | JSWPL-VJN-PRC | 2001 | A | 2001 | 2000 |  | 2019-06-01 | 2958465 |  |  | 001 | 001 |  |  | 2020-06-17 | 06090583 | 2020-06-17 | 06090583 | Processing Block | INST
W | VJ-PS-P-T156 |  | PRESSURE SWITCH OF PUMP-P-T156 | PRES_SWTCH | PRP | INS | INS |  | 2010011310 | JSWPL-VJN-PRC | 2001 | A | 2001 | 2000 |  | 2019-06-01 | 2958465 |  |  | 001 | 001 |  |  | 2020-06-17 | 06090583 | 2020-06-17 | 06090583 | Processing Block | INST
W | VJ-PS-P-TSD-101 |  | PRESSURE SWITCH OF PUMP-P-TSD101 | PRES_SWTCH | PRP | INS | INS |  | 2010011310 | JSWPL-VJN-PRC-DIS | 2001 | A | 2001 | 2000 |  | 2019-06-01 | 2958465 |  |  | 001 | 001 |  |  | 2020-06-17 | 06090583 | 2020-06-17 | 06090583 | Dispersion section | INST
W | VJ-PS-P-Y101 |  | PRESSURE SWITCH OF PUMP-P-Y101 | PRES_SWTCH | PRP | INS | INS |  | 2010011310 | JSWPL-VJN-PRC-DIS | 2001 | A | 2001 | 2000 |  | 2019-06-01 | 2958465 |  |  | 001 | 001 |  |  | 2020-06-17 | 06090583 | 2020-06-17 | 06090583 | Dispersion section | INST
W | VJ-PT-H1-101 |  | PRESSURE GAUGE OF VJ-PT-H1-101-ETP | PT | ETP | INS | INS |  | 2010011350 | JSWPL-VJN-UTL-ETP | 2001 | C | 2001 | 2000 |  | 2019-08-01 | 2958465 |  |  | 001 | 001 |  |  | 2023-03-20 | ACCPMSUP02 | 2023-03-20 | ACCPMSUP02 | ETP | INST
W | VJ-PT-J2-101 |  | PRESSURE GAUGE OF VJ-PT-J2-101-ETP | PT | ETP | INS | INS |  | 2010011350 | JSWPL-VJN-UTL-ETP | 2001 | C | 2001 | 2000 |  | 2019-08-01 | 2958465 |  |  | 001 | 001 |  |  | 2023-03-20 | ACCPMSUP02 | 2023-03-20 | ACCPMSUP02 | ETP | INST
W | VJ-PT-J2-102 |  | PRESSURE GAUGE OF VJ-PT-J2-102-ETP | PT | ETP | INS | INS |  | 2010011350 | JSWPL-VJN-UTL-ETP | 2001 | C | 2001 | 2000 |  | 2019-08-01 | 2958465 |  |  | 001 | 001 |  |  | 2023-03-20 | ACCPMSUP02 | 2023-03-20 | ACCPMSUP02 | ETP | INST
W | VJ-PT-J2-103 |  | PRESSURE GAUGE OF VJ-PT-J2-103-ETP | PT | ETP | INS | INS |  | 2010011350 | JSWPL-VJN-UTL-ETP | 2001 | C | 2001 | 2000 |  | 2019-08-01 | 2958465 |  |  | 001 | 001 |  |  | 2023-03-20 | ACCPMSUP02 | 2023-03-20 | ACCPMSUP02 | ETP | INST
W | VJ-PT-J2-104 |  | PRESSURE GAUGE OF VJ-PT-J2-104-ETP | PT | ETP | INS | INS |  | 2010011350 | JSWPL-VJN-UTL-ETP | 2001 | C | 2001 | 2000 |  | 2019-08-01 | 2958465 |  |  | 001 | 001 |  |  | 2023-03-20 | ACCPMSUP02 | 2023-03-20 | ACCPMSUP02 | ETP | INST
W | VJ-PT-P-BL-101 |  | PRESSURE TRANSMITTER OF Pump BL101 | PT | PRP | INS | INS |  | 2010011320 | JSWPL-VJN-PRC-BLE | 2001 | A | 2001 | 2000 |  | 2019-06-01 | 2958465 |  |  | 001 | 001 |  |  | 2020-06-17 | 06090583 | 2020-06-17 | 06090583 | Blender Section | INST
W | VJ-PT-P-BL-102 |  | PRESSURE TRANSMITTER OF Pump BL102 | PT | PRP | INS | INS |  | 2010011320 | JSWPL-VJN-PRC-BLE | 2001 | A | 2001 | 2000 |  | 2019-06-01 | 2958465 |  |  | 001 | 001 |  |  | 2020-06-17 | 06090583 | 2020-06-17 | 06090583 | Blender Section | INST
W | VJ-PT-P-BL-103 |  | PRESSURE TRANSMITTER OF Pump BL103 | PT | PRP | INS | INS |  | 2010011320 | JSWPL-VJN-PRC-BLE | 2001 | A | 2001 | 2000 |  | 2019-06-01 | 2958465 |  |  | 001 | 001 |  |  | 2020-06-17 | 06090583 | 2020-06-17 | 06090583 | Blender Section | INST
W | VJ-PT-P-BL-104 |  | PRESSURE TRANSMITTER OF Pump BL104 | PT | PRP | INS | INS |  | 2010011320 | JSWPL-VJN-PRC-BLE | 2001 | A | 2001 | 2000 |  | 2019-06-01 | 2958465 |  |  | 001 | 001 |  |  | 2020-06-17 | 06090583 | 2020-06-17 | 06090583 | Blender Section | INST
W | VJ-PT-P-BL-105 |  | PRESSURE TRANSMITTER OF Pump BL105 | PT | PRP | INS | INS |  | 2010011320 | JSWPL-VJN-PRC-BLE | 2001 | A | 2001 | 2000 |  | 2019-06-01 | 2958465 |  |  | 001 | 001 |  |  | 2020-06-17 | 06090583 | 2020-06-17 | 06090583 | Blender Section | INST
W | VJ-PT-P-BL-106 |  | PRESSURE TRANSMITTER OF Pump BL106 | PT | PRP | INS | INS |  | 2010011320 | JSWPL-VJN-PRC-BLE | 2001 | A | 2001 | 2000 |  | 2019-06-01 | 2958465 |  |  | 001 | 001 |  |  | 2020-06-17 | 06090583 | 2020-06-17 | 06090583 | Blender Section | INST
W | VJ-PT-P-BL-107 |  | PRESSURE TRANSMITTER OF Pump BL107 | PT | PRP | INS | INS |  | 2010011320 | JSWPL-VJN-PRC-BLE | 2001 | A | 2001 | 2000 |  | 2019-06-01 | 2958465 |  |  | 001 | 001 |  |  | 2020-06-17 | 06090583 | 2020-06-17 | 06090583 | Blender Section | INST
W | VJ-PT-P-BL-108 |  | PRESSURE TRANSMITTER OF Pump BL108 | PT | PRP | INS | INS |  | 2010011320 | JSWPL-VJN-PRC-BLE | 2001 | A | 2001 | 2000 |  | 2019-06-01 | 2958465 |  |  | 001 | 001 |  |  | 2020-06-17 | 06090583 | 2020-06-17 | 06090583 | Blender Section | INST
W | VJ-PT-P-BL-109 |  | PRESSURE TRANSMITTER OF BLENDER-109 | PT | PRP | INS | INS |  | 2010011320 | JSWPL-VJN-PRC-BLE | 2001 | A | 2001 | 2000 |  | 2025-01-15 | 2958465 |  |  | 001 | 001 |  |  | 2025-01-21 | ACCPMSUP05 | 2025-01-21 | ACCPMSUP05 | Blender Section | INST
W | VJ-PT-P-BL-110 |  | PRESSURE TRANSMITTER OF BLENDER-110 | PT | PRP | INS | INS |  | 2010011320 | JSWPL-VJN-PRC-BLE | 2001 | A | 2001 | 2000 |  | 2025-01-15 | 2958465 |  |  | 001 | 001 |  |  | 2025-01-21 | ACCPMSUP05 | 2025-01-21 | ACCPMSUP05 | Blender Section | INST
W | VJ-PT-P-BL-111 |  | PRESSURE TRANSMITTER OF BLENDER-111 | PT | PRP | INS | INS |  | 2010011320 | JSWPL-VJN-PRC-BLE | 2001 | A | 2001 | 2000 |  | 2025-01-15 | 2958465 |  |  | 001 | 001 |  |  | 2025-01-21 | ACCPMSUP05 | 2025-01-21 | ACCPMSUP05 | Blender Section | INST
W | VJ-PT-P-BL-112 |  | PRESSURE TRANSMITTER OF BLENDER-112 | PT | PRP | INS | INS |  | 2010011320 | JSWPL-VJN-PRC-BLE | 2001 | A | 2001 | 2000 |  | 2025-01-15 | 2958465 |  |  | 001 | 001 |  |  | 2025-01-21 | ACCPMSUP05 | 2025-01-21 | ACCPMSUP05 | Blender Section | INST
W | VJ-PT-P-BL-115 |  | PRESSURE TRANSMITTER OF BLENDER-115 | PT | PRP | INS | INS |  | 2010011320 | JSWPL-VJN-PRC-BLE | 2001 | A | 2001 | 2000 |  | 2025-01-15 | 2958465 |  |  | 001 | 001 |  |  | 2025-01-21 | ACCPMSUP05 | 2025-01-21 | ACCPMSUP05 | Blender Section | INST
W | VJ-PT-P-BL-116 |  | PRESSURE TRANSMITTER OF BLENDER-116 | PT | PRP | INS | INS |  | 2010011320 | JSWPL-VJN-PRC-BLE | 2001 | A | 2001 | 2000 |  | 2025-01-15 | 2958465 |  |  | 001 | 001 |  |  | 2025-01-21 | ACCPMSUP05 | 2025-01-21 | ACCPMSUP05 | Blender Section | INST
W | VJ-PT-P-BL-117 |  | PRESSURE TRANSMITTER OF BLENDER-117 | PT | PRP | INS | INS |  | 2010011320 | JSWPL-VJN-PRC-BLE | 2001 | A | 2001 | 2000 |  | 2025-01-15 | 2958465 |  |  | 001 | 001 |  |  | 2025-01-21 | ACCPMSUP05 | 2025-01-21 | ACCPMSUP05 | Blender Section | INST
W | VJ-PT-P-BL-118 |  | PRESSURE TRANSMITTER OF BLENDER-118 | PT | PRP | INS | INS |  | 2010011320 | JSWPL-VJN-PRC-BLE | 2001 | A | 2001 | 2000 |  | 2025-01-15 | 2958465 |  |  | 001 | 001 |  |  | 2025-01-21 | ACCPMSUP05 | 2025-01-21 | ACCPMSUP05 | Blender Section | INST
W | VJ-PT-P-BL-119 |  | PRESSURE TRANSMITTER OF Pump BL119 | PT | PRP | INS | INS |  | 2010011320 | JSWPL-VJN-PRC-BLE | 2001 | A | 2001 | 2000 |  | 2019-06-01 | 2958465 |  |  | 001 | 001 |  |  | 2020-06-17 | 06090583 | 2020-06-17 | 06090583 | Blender Section | INST
W | VJ-PT-P-BL-120 |  | PRESSURE TRANSMITTER OF Pump BL120 | PT | PRP | INS | INS |  | 2010011320 | JSWPL-VJN-PRC-BLE | 2001 | A | 2001 | 2000 |  | 2019-06-01 | 2958465 |  |  | 001 | 001 |  |  | 2020-06-17 | 06090583 | 2020-06-17 | 06090583 | Blender Section | INST
W | VJ-PT-P-BL-121 |  | PRESSURE TRANSMITTER OF Pump BL121 | PT | PRP | INS | INS |  | 2010011320 | JSWPL-VJN-PRC-BLE | 2001 | A | 2001 | 2000 |  | 2019-06-01 | 2958465 |  |  | 001 | 001 |  |  | 2020-06-17 | 06090583 | 2020-06-17 | 06090583 | Blender Section | INST
W | VJ-PT-P-BL-122 |  | PRESSURE TRANSMITTER OF Pump BL122 | PT | PRP | INS | INS |  | 2010011320 | JSWPL-VJN-PRC-BLE | 2001 | A | 2001 | 2000 |  | 2019-06-01 | 2958465 |  |  | 001 | 001 |  |  | 2020-06-17 | 06090583 | 2020-06-17 | 06090583 | Blender Section | INST
W | VJ-PT-P-BL-123 |  | PRESSURE TRANSMITTER OF Pump BL123 | PT | PRP | INS | INS |  | 2010011320 | JSWPL-VJN-PRC-BLE | 2001 | A | 2001 | 2000 |  | 2019-06-01 | 2958465 |  |  | 001 | 001 |  |  | 2020-06-17 | 06090583 | 2020-06-17 | 06090583 | Blender Section | INST
W | VJ-PT-P-BL-124 |  | PRESSURE TRANSMITTER OF Pump BL124 | PT | PRP | INS | INS |  | 2010011320 | JSWPL-VJN-PRC-BLE | 2001 | A | 2001 | 2000 |  | 2019-06-01 | 2958465 |  |  | 001 | 001 |  |  | 2020-06-17 | 06090583 | 2020-06-17 | 06090583 | Blender Section | INST
W | VJ-PT-P-BL-125 |  | PRESSURE TRANSMITTER OF Pump BL125 | PT | PRP | INS | INS |  | 2010011320 | JSWPL-VJN-PRC-BLE | 2001 | A | 2001 | 2000 |  | 2019-06-01 | 2958465 |  |  | 001 | 001 |  |  | 2020-06-17 | 06090583 | 2020-06-17 | 06090583 | Blender Section | INST
W | VJ-PT-P-BL-126 |  | PRESSURE TRANSMITTER OF Pump BL126 | PT | PRP | INS | INS |  | 2010011320 | JSWPL-VJN-PRC-BLE | 2001 | A | 2001 | 2000 |  | 2019-06-01 | 2958465 |  |  | 001 | 001 |  |  | 2020-06-17 | 06090583 | 2020-06-17 | 06090583 | Blender Section | INST
W | VJ-PT-P-BL-127 |  | PRESSURE TRANSMITTER OF Pump BL127 | PT | PRP | INS | INS |  | 2010011320 | JSWPL-VJN-PRC-BLE | 2001 | A | 2001 | 2000 |  | 2019-06-01 | 2958465 |  |  | 001 | 001 |  |  | 2020-06-17 | 06090583 | 2020-06-17 | 06090583 | Blender Section | INST
W | VJ-PT-P-BL-128 |  | PRESSURE TRANSMITTER OF Pump BL128 | PT | PRP | INS | INS |  | 2010011320 | JSWPL-VJN-PRC-BLE | 2001 | A | 2001 | 2000 |  | 2019-06-01 | 2958465 |  |  | 001 | 001 |  |  | 2020-06-17 | 06090583 | 2020-06-17 | 06090583 | Blender Section | INST
W | VJ-PT-P-BL-129 |  | PRESSURE TRANSMITTER OF Pump BL129 | PT | PRP | INS | INS |  | 2010011320 | JSWPL-VJN-PRC-BLE | 2001 | A | 2001 | 2000 |  | 2019-06-01 | 2958465 |  |  | 001 | 001 |  |  | 2020-06-17 | 06090583 | 2020-06-17 | 06090583 | Blender Section | INST
W | VJ-PT-P-BL-130 |  | PRESSURE TRANSMITTER OF Pump BL130 | PT | PRP | INS | INS |  | 2010011320 | JSWPL-VJN-PRC-BLE | 2001 | A | 2001 | 2000 |  | 2019-06-01 | 2958465 |  |  | 001 | 001 |  |  | 2020-06-17 | 06090583 | 2020-06-17 | 06090583 | Blender Section | INST
W | VJ-PT-P-T102-1 |  | PRESSURE TRANSMITTER OF Pump T102 | PT | TFM | INS | INS |  | 2010011080 | JSWPL-VJN-RMH-TNK | 2001 | A | 2001 | 2000 |  | 2019-06-01 | 2958465 |  |  | 001 | 001 |  |  | 2020-06-17 | 06090583 | 2020-06-17 | 06090583 | Tank Farm | INST
W | VJ-PT-P-T104-1 |  | PRESSURE TRANSMITTER OF Pump T104 | PT | TFM | INS | INS |  | 2010011080 | JSWPL-VJN-RMH-TNK | 2001 | A | 2001 | 2000 |  | 2019-06-01 | 2958465 |  |  | 001 | 001 |  |  | 2020-06-17 | 06090583 | 2020-06-17 | 06090583 | Tank Farm | INST
W | VJ-PT-P-T108-1 |  | PRESSURE TRANSMITTER OF Pump T108 | PT | TFM | INS | INS |  | 2010011080 | JSWPL-VJN-RMH-TNK | 2001 | A | 2001 | 2000 |  | 2019-06-01 | 2958465 |  |  | 001 | 001 |  |  | 2020-06-17 | 06090583 | 2020-06-17 | 06090583 | Tank Farm | INST
W | VJ-PT-P-T113-1 |  | PRESSURE TRANSMITTER OF Pump T113 | PT | TFM | INS | INS |  | 2010011080 | JSWPL-VJN-RMH-TNK | 2001 | A | 2001 | 2000 |  | 2019-06-01 | 2958465 |  |  | 001 | 001 |  |  | 2020-06-17 | 06090583 | 2020-06-17 | 06090583 | Tank Farm | INST
W | VJ-PT-P-T115-1 |  | PRESSURE TRANSMITTER OF Pump T115 | PT | TFM | INS | INS |  | 2010011080 | JSWPL-VJN-RMH-TNK | 2001 | A | 2001 | 2000 |  | 2019-06-01 | 2958465 |  |  | 001 | 001 |  |  | 2020-06-17 | 06090583 | 2020-06-17 | 06090583 | Tank Farm | INST
W | VJ-PT-P-T116-1 |  | PRESSURE TRANSMITTER OF Pump T116 | PT | TFM | INS | INS |  | 2010011080 | JSWPL-VJN-RMH-TNK | 2001 | A | 2001 | 2000 |  | 2019-06-01 | 2958465 |  |  | 001 | 001 |  |  | 2020-06-17 | 06090583 | 2020-06-17 | 06090583 | Tank Farm | INST
W | VJ-PT-P-T117-1 |  | PRESSURE TRANSMITTER OF Pump T117 | PT | TFM | INS | INS |  | 2010011080 | JSWPL-VJN-RMH-TNK | 2001 | A | 2001 | 2000 |  | 2019-06-01 | 2958465 |  |  | 001 | 001 |  |  | 2020-06-17 | 06090583 | 2020-06-17 | 06090583 | Tank Farm | INST
W | VJ-PT-P-TSD-101 |  | PRESSURE TRANSMITTER OF PUMP-P-TSD101 | PT | PRP | INS | INS |  | 2010011310 | JSWPL-VJN-PRC-DIS | 2001 | A | 2001 | 2000 |  | 2019-06-01 | 2958465 |  |  | 001 | 001 |  |  | 2020-06-17 | 06090583 | 2020-06-17 | 06090583 | Dispersion section | INST
W | VJ-PT-P-TSD-102 |  | PRESSURE TRANSMITTER OF PUMP-P-TSD102 | PT | PRP | INS | INS |  | 2010011310 | JSWPL-VJN-PRC-DIS | 2001 | A | 2001 | 2000 |  | 2019-06-01 | 2958465 |  |  | 001 | 001 |  |  | 2020-06-17 | 06090583 | 2020-06-17 | 06090583 | Dispersion section | INST
W | VJ-PT-P-TSD-103 |  | PRESSURE TRANSMITTER OF PUMP-P-TSD103 | PT | PRP | INS | INS |  | 2010011310 | JSWPL-VJN-PRC-DIS | 2001 | A | 2001 | 2000 |  | 2019-06-01 | 2958465 |  |  | 001 | 001 |  |  | 2020-06-17 | 06090583 | 2020-06-17 | 06090583 | Dispersion section | INST
W | VJ-PT-P-TSD-104 |  | PRESSURE TRANSMITTER OF PUMP-P-TSD104 | PT | PRP | INS | INS |  | 2010011310 | JSWPL-VJN-PRC-DIS | 2001 | A | 2001 | 2000 |  | 2019-06-01 | 2958465 |  |  | 001 | 001 |  |  | 2020-06-17 | 06090583 | 2020-06-17 | 06090583 | Dispersion section | INST
W | VJ-PT-P-TSD-105 |  | PRESSURE TRANSMITTER OF PUMP-P-TSD105 | PT | PRP | INS | INS |  | 2010011310 | JSWPL-VJN-PRC-DIS | 2001 | A | 2001 | 2000 |  | 2019-06-01 | 2958465 |  |  | 001 | 001 |  |  | 2020-06-17 | 06090583 | 2020-06-17 | 06090583 | Dispersion section | INST
W | VJ-PT-P-Y101 |  | PRESSURE TRANSMITTER OF P-Y101 | PT | PRP | INS | INS |  | 2010011370 | JSWPL-VJN-PRC-DIS | 2001 | C | 2001 | 2000 |  | 2019-08-01 | 2958465 |  |  | 001 | 001 |  |  | 2023-03-20 | ACCPMSUP02 | 2023-03-20 | ACCPMSUP02 | Dispersion section | INST
W | VJ-PT-PGL11-01 |  | PRESSURE TRANSMITTER OF PGL-11 | PT | PRP | INS | INS |  | 2010011370 | JSWPL-VJN-PRC-DIS | 2001 | C | 2001 | 2000 |  | 2019-08-01 | 2958465 |  |  | 001 | 001 |  |  | 2023-03-20 | ACCPMSUP02 | 2023-03-20 | ACCPMSUP02 | Dispersion section | INST
W | VJ-PT-PGL11-02 |  | PRESSURE TRANSMITTER OF PGL-11 | PT | PRP | INS | INS |  | 2010011370 | JSWPL-VJN-PRC-DIS | 2001 | C | 2001 | 2000 |  | 2019-08-01 | 2958465 |  |  | 001 | 001 |  |  | 2023-03-20 | ACCPMSUP02 | 2023-03-20 | ACCPMSUP02 | Dispersion section | INST
W | VJ-PT-PGL12-01 |  | PRESSURE TRANSMITTER OF PGL-12 | PT | PRP | INS | INS |  | 2010011370 | JSWPL-VJN-PRC-DIS | 2001 | C | 2001 | 2000 |  | 2019-08-01 | 2958465 |  |  | 001 | 001 |  |  | 2023-03-20 | ACCPMSUP02 | 2023-03-20 | ACCPMSUP02 | Dispersion section | INST
W | VJ-PT-PGL12-02 |  | PRESSURE TRANSMITTER OF PGL-12 | PT | PRP | INS | INS |  | 2010011370 | JSWPL-VJN-PRC-DIS | 2001 | C | 2001 | 2000 |  | 2019-08-01 | 2958465 |  |  | 001 | 001 |  |  | 2023-03-20 | ACCPMSUP02 | 2023-03-20 | ACCPMSUP02 | Dispersion section | INST
W | VJ-PT-PGL13-01 |  | PRESSURE TRANSMITTER OF PGL-13 | PT | PRP | INS | INS |  | 2010011370 | JSWPL-VJN-PRC-DIS | 2001 | C | 2001 | 2000 |  | 2019-08-01 | 2958465 |  |  | 001 | 001 |  |  | 2023-03-20 | ACCPMSUP02 | 2023-03-20 | ACCPMSUP02 | Dispersion section | INST
W | VJ-PT-PGL13-02 |  | PRESSURE TRANSMITTER OF PGL-13 | PT | PRP | INS | INS |  | 2010011370 | JSWPL-VJN-PRC-DIS | 2001 | C | 2001 | 2000 |  | 2019-08-01 | 2958465 |  |  | 001 | 001 |  |  | 2023-03-20 | ACCPMSUP02 | 2023-03-20 | ACCPMSUP02 | Dispersion section | INST
W | VJ-PT-PGL14-01 |  | PRESSURE TRANSMITTER OF PGL-14 | PT | PRP | INS | INS |  | 2010011370 | JSWPL-VJN-PRC-DIS | 2001 | C | 2001 | 2000 |  | 2019-08-01 | 2958465 |  |  | 001 | 001 |  |  | 2023-03-20 | ACCPMSUP02 | 2023-03-20 | ACCPMSUP02 | Dispersion section | INST
W | VJ-PT-PGL14-02 |  | PRESSURE TRANSMITTER OF PGL-14 | PT | PRP | INS | INS |  | 2010011370 | JSWPL-VJN-PRC-DIS | 2001 | C | 2001 | 2000 |  | 2019-08-01 | 2958465 |  |  | 001 | 001 |  |  | 2023-03-20 | ACCPMSUP02 | 2023-03-20 | ACCPMSUP02 | Dispersion section | INST
W | VJ-PT-PGL15-01 |  | PRESSURE TRANSMITTER OF PGL-15 | PT | PRP | INS | INS |  | 2010011370 | JSWPL-VJN-PRC-DIS | 2001 | C | 2001 | 2000 |  | 2019-08-01 | 2958465 |  |  | 001 | 001 |  |  | 2023-03-20 | ACCPMSUP02 | 2023-03-20 | ACCPMSUP02 | Dispersion section | INST
W | VJ-PT-PGL15-02 |  | PRESSURE TRANSMITTER OF PGL-15 | PT | PRP | INS | INS |  | 2010011370 | JSWPL-VJN-PRC-DIS | 2001 | C | 2001 | 2000 |  | 2019-08-01 | 2958465 |  |  | 001 | 001 |  |  | 2023-03-20 | ACCPMSUP02 | 2023-03-20 | ACCPMSUP02 | Dispersion section | INST
W | VJ-PT-SWH1 |  | PRESSURE TRANSMITTER OF SOFTWATER HEADE | PT | UTY | INS | INS |  | 2010011360 | JSWPL-VJN-UTL | 2001 | C | 2001 | 2000 |  | 2019-08-01 | 2958465 |  |  | 001 | 001 |  |  | 2023-03-20 | ACCPMSUP02 | 2023-03-20 | ACCPMSUP02 | Utility section | INST
W | VJ-PT-T-128 |  | PRESSURE TRANSMITTER OF T-128 | PT | TFM | INS | INS |  | 2010011360 | JSWPL-VJN-RMH-PWT | 2001 | A | 2001 | 2000 |  | 2019-06-01 | 2958465 |  |  | 001 | 001 |  |  | 2020-06-17 | 06090583 | 2020-06-17 | 06090583 | Process Water | INST
W | VJ-PT-T-CA2 |  | PRESSURE TRANSMITTER OF T-CA2 | PT | UTY | INS | INS |  | 2010011360 | JSWPL-VJN-UTL | 2001 | C | 2001 | 2000 |  | 2019-08-01 | 2958465 |  |  | 001 | 001 |  |  | 2023-03-20 | ACCPMSUP02 | 2023-03-20 | ACCPMSUP02 | Utility section | INST
W | VJ-PT-T-CA3 |  | PRESSURE TRANSMITTER OF T-CA3 | PT | UTY | INS | INS |  | 2010011360 | JSWPL-VJN-UTL | 2001 | C | 2001 | 2000 |  | 2019-08-01 | 2958465 |  |  | 001 | 001 |  |  | 2023-03-20 | ACCPMSUP02 | 2023-03-20 | ACCPMSUP02 | Utility section | INST
W | VJ-PT-T-CA4 |  | PRESSURE TRANSMITTER OF T-CA4 | PT | UTY | INS | INS |  | 2010011360 | JSWPL-VJN-UTL | 2001 | C | 2001 | 2000 |  | 2019-08-01 | 2958465 |  |  | 001 | 001 |  |  | 2023-03-20 | ACCPMSUP02 | 2023-03-20 | ACCPMSUP02 | Utility section | INST
W | VJ-PT-T-CA5 |  | PRESSURE TRANSMITTER OF T-CA5 | PT | UTY | INS | INS |  | 2010011360 | JSWPL-VJN-UTL | 2001 | C | 2001 | 2000 |  | 2019-08-01 | 2958465 |  |  | 001 | 001 |  |  | 2023-03-20 | ACCPMSUP02 | 2023-03-20 | ACCPMSUP02 | Utility section | INST
W | VJ-PT-T-CA6 |  | PRESSURE TRANSMITTER OF T-CA6 | PT | UTY | INS | INS |  | 2010011360 | JSWPL-VJN-UTL | 2001 | C | 2001 | 2000 |  | 2019-08-01 | 2958465 |  |  | 001 | 001 |  |  | 2023-03-20 | ACCPMSUP02 | 2023-03-20 | ACCPMSUP02 | Utility section | INST
W | VJ-RBB-101 |  | ROBOT-1 / PALLETIZER FOR BULK |  | PRP | INS | INS |  | 2010011190 | JSWPL-VJN-FGH-ROB | 2001 | B | 2001 | 2000 |  | 2019-04-01 | 2958465 |  |  | 001 | 001 |  |  | 2019-07-31 | 06090583 | 2019-07-31 | 06090583 | Robots & Highway conveyor | INST
W | VJ-RBB-102 |  | ROBOT-2 / PALLETIZER FOR BULK |  | PRP | INS | INS |  | 2010011190 | JSWPL-VJN-FGH-ROB | 2001 | B | 2001 | 2000 |  | 2024-12-10 | 2958465 |  |  | 001 | 001 |  |  | 2025-01-21 | ACCPMSUP05 | 2025-01-21 | ACCPMSUP05 | Robots & Highway conveyor | INST
W | VJ-RBR-101 |  | ROBOT RETAILL |  | PRP | INS | INS |  | 2010011190 | JSWPL-VJN-FGH-ROB | 2001 | B | 2001 | 2000 |  | 2019-04-01 | 2958465 |  |  | 001 | 001 |  |  | 2019-07-31 | 06090583 | 2019-07-31 | 06090583 | Robots & Highway conveyor | INST
W | VJ-RBR-102 |  | ROBOT RETAILL |  | PRP | INS | INS |  | 2010011190 | JSWPL-VJN-FGH-ROB | 2001 | B | 2001 | 2000 |  | 2019-04-01 | 2958465 |  |  | 001 | 001 |  |  | 2019-07-31 | 06090583 | 2019-07-31 | 06090583 | Robots & Highway conveyor | INST
W | VJ-RBR-103 |  | ROBOT RETAILL |  | PRP | INS | INS |  | 2010011190 | JSWPL-VJN-FGH-ROB | 2001 | B | 2001 | 2000 |  | 2024-12-10 | 2958465 |  |  | 001 | 001 |  |  | 2025-01-21 | ACCPMSUP05 | 2025-01-21 | ACCPMSUP05 | Robots & Highway conveyor | INST
R | VJ-RFM-101 |  | RETAIL FILLING MACHINE(SEMI AUTOMATIC)-1 |  | PRP | MEC | MEC |  | 2010011190 | JSWPL-VJN-PKG | 2001 | B | 2001 | 2000 |  | 2019-04-01 | 2958465 |  |  | 001 | 001 |  |  | 2019-07-31 | 06090583 | 2019-07-31 | 06090583 | Packing Section | INST
R | VJ-RFM-102 |  | RETAIL FILLING MACHINE (DEVREE)-2 |  | PRP | MEC | MEC |  | 2010011190 | JSWPL-VJN-PKG | 2001 | B | 2001 | 2000 |  | 2019-04-01 | 2958465 |  |  | 001 | 001 |  |  | 2019-07-31 | 06090583 | 2019-07-31 | 06090583 | Packing Section | INST
R | VJ-RFM-104 |  | RETAIL FILLING MACHINE (CADETRONICS)-4 |  | PRP | MEC | MEC |  | 2010011190 | JSWPL-VJN-PKG | 2001 | B | 2001 | 2000 |  | 2019-04-01 | 2958465 |  |  | 001 | 001 |  |  | 2019-07-31 | 06090583 | 2019-07-31 | 06090583 | Packing Section | INST
R | VJ-RFM-105 |  | RETAIL FILLING MACHINE (CADETRONICS)-5 |  | PRP | MEC | MEC |  | 2010011190 | JSWPL-VJN-PKG | 2001 | B | 2001 | 2000 |  | 2019-04-01 | 2958465 |  |  | 001 | 001 |  |  | 2019-07-31 | 06090583 | 2019-07-31 | 06090583 | Packing Section | INST
R | VJ-RFM-106 |  | RETAIL FILLING MACHINE (CADETRONICS)-6 | PACKER | PRP | MEC | MEC |  | 2010011190 | JSWPL-VJN-PKG | 2001 | B | 2001 | 2000 |  | 2024-11-14 | 2958465 |  |  | 001 | 001 |  |  | 2024-11-15 | ACCPMSUP05 | 2024-11-15 | ACCPMSUP05 | Packing Section | INST
R | VJ-RGV-01 |  | RAIL GUIDED VEHICLE-01 | CONVEYOR | PRP | MEC | MEC |  | 2010011200 | JSWPL-VJN-FGH-ASR | 2001 | A | 2001 | 2000 |  | 2020-07-16 | 2958465 |  |  | 001 | 001 |  |  | 2020-07-16 | 06090583 | 2020-07-16 | 06090583 | ASRS | INST
R | VJ-RGV-02 |  | RAIL GUIDED VEHICLE-02 | CONVEYOR | PRP | MEC | MEC |  | 2010011200 | JSWPL-VJN-FGH-ASR | 2001 | A | 2001 | 2000 |  | 2020-07-16 | 2958465 |  |  | 001 | 001 |  |  | 2020-07-16 | 06090583 | 2020-07-16 | 06090583 | ASRS | INST
R | VJ-RGV-03 |  | RAIL GUIDED VEHICLE-03 | CONVEYOR | PRP | MEC | MEC |  | 2010011200 | JSWPL-VJN-FGH-ASR | 2001 | A | 2001 | 2000 |  | 2020-07-16 | 2958465 |  |  | 001 | 001 |  |  | 2020-07-16 | 06090583 | 2020-07-16 | 06090583 | ASRS | INST
R | VJ-RGV-04 |  | RAIL GUIDED VEHICLE-04 | CONVEYOR | PRP | MEC | MEC |  | 2010011200 | JSWPL-VJN-FGH-ASR | 2001 | A | 2001 | 2000 |  | 2020-07-16 | 2958465 |  |  | 001 | 001 |  |  | 2020-07-16 | 06090583 | 2020-07-16 | 06090583 | ASRS | INST
R | VJ-RGV-05 |  | RAIL GUIDED VEHICLE-05 | CONVEYOR | PRP | MEC | MEC |  | 2010011200 | JSWPL-VJN-FGH-ASR | 2001 | A | 2001 | 2000 |  | 2020-07-16 | 2958465 |  |  | 001 | 001 |  |  | 2020-07-16 | 06090583 | 2020-07-16 | 06090583 | ASRS | INST
R | VJ-RGV-06 |  | RAIL GUIDED VEHICLE-06 | CONVEYOR | PRP | MEC | MEC |  | 2010011200 | JSWPL-VJN-FGH-ASR | 2001 | A | 2001 | 2000 |  | 2020-07-16 | 2958465 |  |  | 001 | 001 |  |  | 2020-07-16 | 06090583 | 2020-07-16 | 06090583 | ASRS | INST
R | VJ-RGV-07 |  | RAIL GUIDED VEHICLE-07 | CONVEYOR | PRP | MEC | MEC |  | 2010011200 | JSWPL-VJN-FGH-ASR | 2001 | A | 2001 | 2000 |  | 2020-07-16 | 2958465 |  |  | 001 | 001 |  |  | 2020-07-16 | 06090583 | 2020-07-16 | 06090583 | ASRS | INST
W | VJ-RM-PDB |  | PDB PANEL | DCPDB | RSI | INS | INS |  | 2010011310 | JSWPL-VJN-RMH | 2001 | A | 2001 | 2000 |  | 2019-08-01 | 2958465 |  |  | 001 | 001 |  |  | 2023-03-20 | ACCPMSUP02 | 2023-03-20 | ACCPMSUP02 | RM Handling | INST
R | VJ-S-01 |  | SILO FOR TIO2 KRONOS 2160 | SILO | RSI | MEC | MEC |  | 2010011060 | JSWPL-VJN-RMH-SIL | 2001 | B | 2001 | 2000 |  | 2019-04-01 | 2958465 |  |  | 001 | 001 |  |  | 2019-07-31 | 06090583 | 2019-07-31 | 06090583 | Silo section | INST
R | VJ-S-02 |  | SILO FOR TIO2 R 902+ | SILO | RSI | MEC | MEC |  | 2010011060 | JSWPL-VJN-RMH-SIL | 2001 | B | 2001 | 2000 |  | 2019-04-01 | 2958465 |  |  | 001 | 001 |  |  | 2019-07-31 | 06090583 | 2019-07-31 | 06090583 | Silo section | INST
R | VJ-S-03 |  | SILO FOR TIO2 R 902+ | SILO | RSI | MEC | MEC |  | 2010011060 | JSWPL-VJN-RMH-SIL | 2001 | B | 2001 | 2000 |  | 2019-04-01 | 2958465 |  |  | 001 | 001 |  |  | 2019-07-31 | 06090583 | 2019-07-31 | 06090583 | Silo section | INST
R | VJ-S-04 |  | SILO FOR SILO TIO2 2Q | SILO | RSI | MEC | MEC |  | 2010011060 | JSWPL-VJN-RMH-SIL | 2001 | B | 2001 | 2000 |  | 2019-04-01 | 2958465 |  |  | 001 | 001 |  |  | 2019-07-31 | 06090583 | 2019-07-31 | 06090583 | Silo section | INST
R | VJ-S-05 |  | SILO FOR SILO TIO2 2Q | SILO | RSI | MEC | MEC |  | 2010011060 | JSWPL-VJN-RMH-SIL | 2001 | B | 2001 | 2000 |  | 2019-04-01 | 2958465 |  |  | 001 | 001 |  |  | 2019-07-31 | 06090583 | 2019-07-31 | 06090583 | Silo section | INST
R | VJ-S-06 |  | SILO FOR TIO2 R 902+ | SILO | RSI | MEC | MEC |  | 2010011060 | JSWPL-VJN-RMH-SIL | 2001 | B | 2001 | 2000 |  | 2019-04-01 | 2958465 |  |  | 001 | 001 |  |  | 2019-07-31 | 06090583 | 2019-07-31 | 06090583 | Silo section | INST
R | VJ-S-07 |  | SILO FOR TIO2 KRONOS 2160 | SILO | RSI | MEC | MEC |  | 2010011060 | JSWPL-VJN-RMH-SIL | 2001 | B | 2001 | 2000 |  | 2019-04-01 | 2958465 |  |  | 001 | 001 |  |  | 2019-07-31 | 06090583 | 2019-07-31 | 06090583 | Silo section | INST
R | VJ-S-08 |  | SILO FOR DOLOMITE 10 MICRON | SILO | RSI | MEC | MEC |  | 2010011060 | JSWPL-VJN-RMH-SIL | 2001 | B | 2001 | 2000 |  | 2019-04-01 | 2958465 |  |  | 001 | 001 |  |  | 2019-07-31 | 06090583 | 2019-07-31 | 06090583 | Silo section | INST
R | VJ-S-09 |  | SILO FOR VR ST 90 | SILO | RSI | MEC | MEC |  | 2010011060 | JSWPL-VJN-RMH-SIL | 2001 | B | 2001 | 2000 |  | 2019-04-01 | 2958465 |  |  | 001 | 001 |  |  | 2019-07-31 | 06090583 | 2019-07-31 | 06090583 | Silo section | INST
R | VJ-S-10 |  | SILO FOR R CARB | SILO | RSI | MEC | MEC |  | 2010011060 | JSWPL-VJN-RMH-SIL | 2001 | B | 2001 | 2000 |  | 2019-04-01 | 2958465 |  |  | 001 | 001 |  |  | 2019-07-31 | 06090583 | 2019-07-31 | 06090583 | Silo section | INST
R | VJ-S-11 |  | SILO FOR O CARB T | SILO | RSI | MEC | MEC |  | 2010011060 | JSWPL-VJN-RMH-SIL | 2001 | B | 2001 | 2000 |  | 2019-04-01 | 2958465 |  |  | 001 | 001 |  |  | 2019-07-31 | 06090583 | 2019-07-31 | 06090583 | Silo section | INST
R | VJ-S-12 |  | SILO FOR CHINA CLAY BCK | SILO | RSI | MEC | MEC |  | 2010011060 | JSWPL-VJN-RMH-SIL | 2001 | B | 2001 | 2000 |  | 2019-04-01 | 2958465 |  |  | 001 | 001 |  |  | 2019-07-31 | 06090583 | 2019-07-31 | 06090583 | Silo section | INST
R | VJ-S-13 |  | SILO FOR GOLCHA JB 700 | SILO | RSI | MEC | MEC |  | 2010011060 | JSWPL-VJN-RMH-SIL | 2001 | B | 2001 | 2000 |  | 2019-04-01 | 2958465 |  |  | 001 | 001 |  |  | 2019-07-31 | 06090583 | 2019-07-31 | 06090583 | Silo section | INST
R | VJ-S-14 |  | SILO FOR HYPER FINE | SILO | RSI | MEC | MEC |  | 2010011060 | JSWPL-VJN-RMH-SIL | 2001 | B | 2001 | 2000 |  | 2019-04-01 | 2958465 |  |  | 001 | 001 |  |  | 2019-07-31 | 06090583 | 2019-07-31 | 06090583 | Silo section | INST
R | VJ-S-15 |  | SILO FOR ZEOLEX 325 | SILO | RSI | MEC | MEC |  | 2010011060 | JSWPL-VJN-RMH-SIL | 2001 | B | 2001 | 2000 |  | 2019-04-01 | 2958465 |  |  | 001 | 001 |  |  | 2019-07-31 | 06090583 | 2019-07-31 | 06090583 | Silo section | INST
R | VJ-S-16 |  | SILO FOR GOLCHA STEATITE 90 | SILO | RSI | MEC | MEC |  | 2010011060 | JSWPL-VJN-RMH-SIL | 2001 | B | 2001 | 2000 |  | 2019-04-01 | 2958465 |  |  | 001 | 001 |  |  | 2019-07-31 | 06090583 | 2019-07-31 | 06090583 | Silo section | INST
R | VJ-S-17 |  | SILO FOR VR 25 GC | SILO | RSI | MEC | MEC |  | 2010011060 | JSWPL-VJN-RMH-SIL | 2001 | B | 2001 | 2000 |  | 2019-04-01 | 2958465 |  |  | 001 | 001 |  |  | 2019-07-31 | 06090583 | 2019-07-31 | 06090583 | Silo section | INST
R | VJ-S-18 |  | SILO FOR HIMATEX | SILO | RSI | MEC | MEC |  | 2010011060 | JSWPL-VJN-RMH-SIL | 2001 | B | 2001 | 2000 |  | 2019-04-01 | 2958465 |  |  | 001 | 001 |  |  | 2019-07-31 | 06090583 | 2019-07-31 | 06090583 | Silo section | INST
R | VJ-S-19 |  | SILO FOR HIMAFINE | SILO | RSI | MEC | MEC |  | 2010011060 | JSWPL-VJN-RMH-SIL | 2001 | B | 2001 | 2000 |  | 2019-04-01 | 2958465 |  |  | 001 | 001 |  |  | 2019-07-31 | 06090583 | 2019-07-31 | 06090583 | Silo section | INST
R | VJ-S-20 |  | SILO FOR SILO TALC500 | SILO | RSI | MEC | MEC |  | 2010011060 | JSWPL-VJN-RMH-SIL | 2001 | B | 2001 | 2000 |  | 2019-04-01 | 2958465 |  |  | 001 | 001 |  |  | 2019-07-31 | 06090583 | 2019-07-31 | 06090583 | Silo section | INST
R | VJ-S-21 |  | SILO FOR SILO POLYGLOSS | SILO | RSI | MEC | MEC |  | 2010011060 | JSWPL-VJN-RMH-SIL | 2001 | B | 2001 | 2000 |  | 2019-04-01 | 2958465 |  |  | 001 | 001 |  |  | 2019-07-31 | 06090583 | 2019-07-31 | 06090583 | Silo section | INST
R | VJ-S-22 |  | SILO FOR SILO SPARE | SILO | RSI | MEC | MEC |  | 2010011060 | JSWPL-VJN-RMH-SIL | 2001 | B | 2001 | 2000 |  | 2019-04-01 | 2958465 |  |  | 001 | 001 |  |  | 2019-07-31 | 06090583 | 2019-07-31 | 06090583 | Silo section | INST
N | VJ-SB-SCF |  | DB SF-1 DB FOR SELF CLEANING FILTER | PANEL | PRP | ELE | ELE |  | 2010011300 | JSWPL-VJN-UTL-PDS | 2001 | A | 2001 | 2000 |  | 2019-04-01 | 2958465 |  |  | 001 | 001 |  |  | 2019-07-31 | 06090583 | 2019-07-31 | 06090583 | Power Distribution System | INST
R | VJ-SBD-01 |  | SMALL BAG DUMP STATION | VESSEL | RSI | MEC | MEC |  | 2010011060 | JSWPL-VJN-RMH-RMG-BD1 | 2001 | B | 2001 | 2000 |  | 2019-04-01 | 2958465 |  |  | 001 | 001 |  |  | 2019-07-31 | 06090583 | 2019-07-31 | 06090583 | Bag Dumping Station 01 | INST
R | VJ-SBD-02 |  | SMALL BAG DUMP STATION | VESSEL | RSI | MEC | MEC |  | 2010011060 | JSWPL-VJN-RMH-RMG-BD2 | 2001 | C | 2001 | 2000 |  | 2019-04-01 | 2958465 |  |  | 001 | 001 |  |  | 2019-07-31 | 06090583 | 2019-07-31 | 06090583 | Bag Dumping Station 02 | INST
R | VJ-SBD-03 |  | SMALL BAG DUMP STATION | VESSEL | RSI | MEC | MEC |  | 2010011060 | JSWPL-VJN-RMH-RMG-BD3 | 2001 | C | 2001 | 2000 |  | 2019-04-01 | 2958465 |  |  | 001 | 001 |  |  | 2019-07-31 | 06090583 | 2019-07-31 | 06090583 | Bag Dumping Station 03 | INST
R | VJ-SBD-04 |  | SMALL BAG DUMP STATION | VESSEL | RSI | MEC | MEC |  | 2010011060 | JSWPL-VJN-RMH-RMG-BSM | 2001 | B | 2001 | 2000 |  | 2019-04-01 | 2958465 |  |  | 001 | 001 |  |  | 2019-07-31 | 06090583 | 2019-07-31 | 06090583 | Bag Slitting Machine | INST
R | VJ-SC-101 |  | SCRUBBER | SCRUBBER | PRP | MEC | MEC |  | 2010011230 | JSWPL-VJN-PRC | 2001 | B | 2001 | 2000 |  | 2019-04-01 | 2958465 |  |  | 001 | 001 |  |  | 2019-07-31 | 06090583 | 2019-07-31 | 06090583 | Processing Block | INST
R | VJ-SC-B01-01 |  | CONVEYING SCREW | CONVEYOR | PRP | MEC | MEC |  | 2010011060 | JSWPL-VJN-RMH-SIL | 2001 | B | 2001 | 2000 |  | 2019-04-01 | 2958465 |  |  | 001 | 001 |  |  | 2019-07-31 | 06090583 | 2019-07-31 | 06090583 | Silo section | INST
R | VJ-SC-B02-01 |  | CONVEYING SCREW | CONVEYOR | PRP | MEC | MEC |  | 2010011060 | JSWPL-VJN-RMH-SIL | 2001 | B | 2001 | 2000 |  | 2019-04-01 | 2958465 |  |  | 001 | 001 |  |  | 2019-07-31 | 06090583 | 2019-07-31 | 06090583 | Silo section | INST
R | VJ-SC-B03-01 |  | CONVEYING SCREW | CONVEYOR | PRP | MEC | MEC |  | 2010011060 | JSWPL-VJN-RMH-SIL | 2001 | B | 2001 | 2000 |  | 2019-04-01 | 2958465 |  |  | 001 | 001 |  |  | 2019-07-31 | 06090583 | 2019-07-31 | 06090583 | Silo section | INST
R | VJ-SC-B04-01 |  | CONVEYING SCREW | CONVEYOR | PRP | MEC | MEC |  | 2010011060 | JSWPL-VJN-RMH-SIL | 2001 | B | 2001 | 2000 |  | 2019-04-01 | 2958465 |  |  | 001 | 001 |  |  | 2019-07-31 | 06090583 | 2019-07-31 | 06090583 | Silo section | INST
R | VJ-SC-B05-01 |  | CONVEYING SCREW | CONVEYOR | PRP | MEC | MEC |  | 2010011060 | JSWPL-VJN-RMH-SIL | 2001 | B | 2001 | 2000 |  | 2019-04-01 | 2958465 |  |  | 001 | 001 |  |  | 2019-07-31 | 06090583 | 2019-07-31 | 06090583 | Silo section | INST
R | VJ-SC-B06-01 |  | CONVEYING SCREW | CONVEYOR | PRP | MEC | MEC |  | 2010011060 | JSWPL-VJN-RMH-SIL | 2001 | B | 2001 | 2000 |  | 2019-04-01 | 2958465 |  |  | 001 | 001 |  |  | 2019-07-31 | 06090583 | 2019-07-31 | 06090583 | Silo section | INST
R | VJ-SC-BDS01-01 |  | CONVEYING SCREW | CONVEYOR | RSI | MEC | MEC |  | 2010011060 | JSWPL-VJN-RMH-RMG-BD1 | 2001 | B | 2001 | 2000 |  | 2019-04-01 | 2958465 |  |  | 001 | 001 |  |  | 2019-07-31 | 06090583 | 2019-07-31 | 06090583 | Bag Dumping Station 01 | INST
R | VJ-SC-BDS02-01 |  | CONVEYING SCREW | CONVEYOR | RSI | MEC | MEC |  | 2010011060 | JSWPL-VJN-RMH-RMG-BD2 | 2001 | B | 2001 | 2000 |  | 2019-04-01 | 2958465 |  |  | 001 | 001 |  |  | 2019-07-31 | 06090583 | 2019-07-31 | 06090583 | Bag Dumping Station 02 | INST
R | VJ-SC-BDS03-01 |  | CONVEYING SCREW | CONVEYOR | RSI | MEC | MEC |  | 2010011060 | JSWPL-VJN-RMH-RMG-BD3 | 2001 | B | 2001 | 2000 |  | 2019-04-01 | 2958465 |  |  | 001 | 001 |  |  | 2019-07-31 | 06090583 | 2019-07-31 | 06090583 | Bag Dumping Station 03 | INST
R | VJ-SC-BSM01-01 |  | CONVEYING SCREW | CONVEYOR | RSI | MEC | MEC |  | 2010011060 | JSWPL-VJN-RMH-RMG-BSM | 2001 | B | 2001 | 2000 |  | 2019-04-01 | 2958465 |  |  | 001 | 001 |  |  | 2019-07-31 | 06090583 | 2019-07-31 | 06090583 | Bag Slitting Machine | INST
R | VJ-SC-PH01-01 |  | CONVEYING SCREW | CONVEYOR | PRP | MEC | MEC |  | 2010011170 | JSWPL-VJN-PRC-DIS | 2001 | B | 2001 | 2000 |  | 2019-04-01 | 2958465 |  |  | 001 | 001 |  |  | 2019-07-31 | 06090583 | 2019-07-31 | 06090583 | Dispersion section | INST
R | VJ-SC-PH02-01 |  | CONVEYING SCREW | CONVEYOR | PRP | MEC | MEC |  | 2010011170 | JSWPL-VJN-PRC-DIS | 2001 | B | 2001 | 2000 |  | 2019-04-01 | 2958465 |  |  | 001 | 001 |  |  | 2019-07-31 | 06090583 | 2019-07-31 | 06090583 | Dispersion section | INST
R | VJ-SC-PH03-01 |  | CONVEYING SCREW | CONVEYOR | PRP | MEC | MEC |  | 2010011170 | JSWPL-VJN-PRC-DIS | 2001 | B | 2001 | 2000 |  | 2019-04-01 | 2958465 |  |  | 001 | 001 |  |  | 2019-07-31 | 06090583 | 2019-07-31 | 06090583 | Dispersion section | INST
R | VJ-SC-PH04-01 |  | CONVEYING SCREW | CONVEYOR | PRP | MEC | MEC |  | 2010011170 | JSWPL-VJN-PRC-DIS | 2001 | B | 2001 | 2000 |  | 2019-04-01 | 2958465 |  |  | 001 | 001 |  |  | 2019-07-31 | 06090583 | 2019-07-31 | 06090583 | Dispersion section | INST
R | VJ-SC-PH05-01 |  | CONVEYING SCREW | CONVEYOR | PRP | MEC | MEC |  | 2010011170 | JSWPL-VJN-PRC-DIS | 2001 | B | 2001 | 2000 |  | 2019-04-01 | 2958465 |  |  | 001 | 001 |  |  | 2019-07-31 | 06090583 | 2019-07-31 | 06090583 | Dispersion section | INST
R | VJ-SC-PH06-01 |  | CONVEYING SCREW | CONVEYOR | PRP | MEC | MEC |  | 2010011170 | JSWPL-VJN-PRC-DIS | 2001 | B | 2001 | 2000 |  | 2019-04-01 | 2958465 |  |  | 001 | 001 |  |  | 2019-07-31 | 06090583 | 2019-07-31 | 06090583 | Dispersion section | INST
R | VJ-SC-PH07-01 |  | CONVEYING SCREW | CONVEYOR | PRP | MEC | MEC |  | 2010011170 | JSWPL-VJN-PRC-DIS | 2001 | B | 2001 | 2000 |  | 2019-04-01 | 2958465 |  |  | 001 | 001 |  |  | 2019-07-31 | 06090583 | 2019-07-31 | 06090583 | Dispersion section | INST
R | VJ-SC-PH08-01 |  | CONVEYING SCREW | CONVEYOR | PRP | MEC | MEC |  | 2010011170 | JSWPL-VJN-PRC-DIS | 2001 | B | 2001 | 2000 |  | 2019-04-01 | 2958465 |  |  | 001 | 001 |  |  | 2019-07-31 | 06090583 | 2019-07-31 | 06090583 | Dispersion section | INST
R | VJ-SC-PH09-01 |  | CONVEYING SCREW | CONVEYOR | PRP | MEC | MEC |  | 2010011170 | JSWPL-VJN-PRC-DIS | 2001 | B | 2001 | 2000 |  | 2019-04-01 | 2958465 |  |  | 001 | 001 |  |  | 2019-07-31 | 06090583 | 2019-07-31 | 06090583 | Dispersion section | INST
R | VJ-SC-PH10-01 |  | CONVEYING SCREW | CONVEYOR | PRP | MEC | MEC |  | 2010011170 | JSWPL-VJN-PRC-DIS | 2001 | B | 2001 | 2000 |  | 2019-04-01 | 2958465 |  |  | 001 | 001 |  |  | 2019-07-31 | 06090583 | 2019-07-31 | 06090583 | Dispersion section | INST
R | VJ-SC-PH11-01 |  | CONVEYING SCREW | CONVEYOR | PRP | MEC | MEC |  | 2010011170 | JSWPL-VJN-PRC-DIS | 2001 | B | 2001 | 2000 |  | 2019-04-01 | 2958465 |  |  | 001 | 001 |  |  | 2019-07-31 | 06090583 | 2019-07-31 | 06090583 | Dispersion section | INST
R | VJ-SC-PH12-01 |  | CONVEYING SCREW | CONVEYOR | PRP | MEC | MEC |  | 2010011170 | JSWPL-VJN-PRC-DIS | 2001 | B | 2001 | 2000 |  | 2019-04-01 | 2958465 |  |  | 001 | 001 |  |  | 2019-07-31 | 06090583 | 2019-07-31 | 06090583 | Dispersion section | INST
R | VJ-SC-PH13-01 |  | CONVEYING SCREW | CONVEYOR | PRP | MEC | MEC |  | 2010011170 | JSWPL-VJN-PRC-DIS | 2001 | B | 2001 | 2000 |  | 2019-04-01 | 2958465 |  |  | 001 | 001 |  |  | 2019-07-31 | 06090583 | 2019-07-31 | 06090583 | Dispersion section | INST
R | VJ-SC-S01-01 |  | CONVEYING SCREW | CONVEYOR | RSI | MEC | MEC |  | 2010011060 | JSWPL-VJN-RMH-SIL | 2001 | B | 2001 | 2000 |  | 2019-04-01 | 2958465 |  |  | 001 | 001 |  |  | 2019-07-31 | 06090583 | 2019-07-31 | 06090583 | Silo section | INST
R | VJ-SC-S02-01 |  | CONVEYING SCREW | CONVEYOR | RSI | MEC | MEC |  | 2010011060 | JSWPL-VJN-RMH-SIL | 2001 | B | 2001 | 2000 |  | 2019-04-01 | 2958465 |  |  | 001 | 001 |  |  | 2019-07-31 | 06090583 | 2019-07-31 | 06090583 | Silo section | INST
R | VJ-SC-S03-01 |  | CONVEYING SCREW | CONVEYOR | RSI | MEC | MEC |  | 2010011060 | JSWPL-VJN-RMH-SIL | 2001 | B | 2001 | 2000 |  | 2019-04-01 | 2958465 |  |  | 001 | 001 |  |  | 2019-07-31 | 06090583 | 2019-07-31 | 06090583 | Silo section | INST
R | VJ-SC-S04-01 |  | CONVEYING SCREW | CONVEYOR | RSI | MEC | MEC |  | 2010011060 | JSWPL-VJN-RMH-SIL | 2001 | B | 2001 | 2000 |  | 2019-04-01 | 2958465 |  |  | 001 | 001 |  |  | 2019-07-31 | 06090583 | 2019-07-31 | 06090583 | Silo section | INST
R | VJ-SC-S05-01 |  | CONVEYING SCREW | CONVEYOR | RSI | MEC | MEC |  | 2010011060 | JSWPL-VJN-RMH-SIL | 2001 | B | 2001 | 2000 |  | 2019-04-01 | 2958465 |  |  | 001 | 001 |  |  | 2019-07-31 | 06090583 | 2019-07-31 | 06090583 | Silo section | INST
R | VJ-SC-S06-01 |  | CONVEYING SCREW | CONVEYOR | RSI | MEC | MEC |  | 2010011060 | JSWPL-VJN-RMH-SIL | 2001 | B | 2001 | 2000 |  | 2019-04-01 | 2958465 |  |  | 001 | 001 |  |  | 2019-07-31 | 06090583 | 2019-07-31 | 06090583 | Silo section | INST
R | VJ-SC-S07-01 |  | CONVEYING SCREW | CONVEYOR | RSI | MEC | MEC |  | 2010011060 | JSWPL-VJN-RMH-SIL | 2001 | B | 2001 | 2000 |  | 2019-04-01 | 2958465 |  |  | 001 | 001 |  |  | 2019-07-31 | 06090583 | 2019-07-31 | 06090583 | Silo section | INST
R | VJ-SC-S09-01 |  | CONVEYING SCREW | CONVEYOR | RSI | MEC | MEC |  | 2010011060 | JSWPL-VJN-RMH-SIL | 2001 | B | 2001 | 2000 |  | 2019-04-01 | 2958465 |  |  | 001 | 001 |  |  | 2019-07-31 | 06090583 | 2019-07-31 | 06090583 | Silo section | INST
R | VJ-SC-S12-01 |  | CONVEYING SCREW | CONVEYOR | RSI | MEC | MEC |  | 2010011060 | JSWPL-VJN-RMH-SIL | 2001 | B | 2001 | 2000 |  | 2019-04-01 | 2958465 |  |  | 001 | 001 |  |  | 2019-07-31 | 06090583 | 2019-07-31 | 06090583 | Silo section | INST
R | VJ-SC-S13-01 |  | CONVEYING SCREW | CONVEYOR | RSI | MEC | MEC |  | 2010011060 | JSWPL-VJN-RMH-SIL | 2001 | B | 2001 | 2000 |  | 2019-04-01 | 2958465 |  |  | 001 | 001 |  |  | 2019-07-31 | 06090583 | 2019-07-31 | 06090583 | Silo section | INST
R | VJ-SC-S14-01 |  | CONVEYING SCREW | CONVEYOR | RSI | MEC | MEC |  | 2010011060 | JSWPL-VJN-RMH-SIL | 2001 | B | 2001 | 2000 |  | 2019-04-01 | 2958465 |  |  | 001 | 001 |  |  | 2019-07-31 | 06090583 | 2019-07-31 | 06090583 | Silo section | INST
R | VJ-SC-S15-01 |  | CONVEYING SCREW | CONVEYOR | RSI | MEC | MEC |  | 2010011060 | JSWPL-VJN-RMH-SIL | 2001 | B | 2001 | 2000 |  | 2019-04-01 | 2958465 |  |  | 001 | 001 |  |  | 2019-07-31 | 06090583 | 2019-07-31 | 06090583 | Silo section | INST
R | VJ-SC-S18-01 |  | CONVEYING SCREW | CONVEYOR | RSI | MEC | MEC |  | 2010011060 | JSWPL-VJN-RMH-SIL | 2001 | B | 2001 | 2000 |  | 2019-04-01 | 2958465 |  |  | 001 | 001 |  |  | 2019-07-31 | 06090583 | 2019-07-31 | 06090583 | Silo section | INST
R | VJ-SC-S19-01 |  | CONVEYING SCREW | CONVEYOR | RSI | MEC | MEC |  | 2010011060 | JSWPL-VJN-RMH-SIL | 2001 | B | 2001 | 2000 |  | 2019-04-01 | 2958465 |  |  | 001 | 001 |  |  | 2019-07-31 | 06090583 | 2019-07-31 | 06090583 | Silo section | INST
R | VJ-SC-S20-01 |  | CONVEYING SCREW | CONVEYOR | RSI | MEC | MEC |  | 2010011060 | JSWPL-VJN-RMH-SIL | 2001 | B | 2001 | 2000 |  | 2019-04-01 | 2958465 |  |  | 001 | 001 |  |  | 2019-07-31 | 06090583 | 2019-07-31 | 06090583 | Silo section | INST
R | VJ-SC-S21-01 |  | CONVEYING SCREW | CONVEYOR | RSI | MEC | MEC |  | 2010011060 | JSWPL-VJN-RMH-SIL | 2001 | B | 2001 | 2000 |  | 2019-04-01 | 2958465 |  |  | 001 | 001 |  |  | 2019-07-31 | 06090583 | 2019-07-31 | 06090583 | Silo section | INST
R | VJ-SC-S22-01 |  | CONVEYING SCREW | CONVEYOR | RSI | MEC | MEC |  | 2010011060 | JSWPL-VJN-RMH-SIL | 2001 | B | 2001 | 2000 |  | 2019-04-01 | 2958465 |  |  | 001 | 001 |  |  | 2019-07-31 | 06090583 | 2019-07-31 | 06090583 | Silo section | INST
R | VJ-SC-SBD01-01 |  | CONVEYING SCREW | CONVEYOR | RSI | MEC | MEC |  | 2010011060 | JSWPL-VJN-RMH-RMG-BD1 | 2001 | B | 2001 | 2000 |  | 2019-04-01 | 2958465 |  |  | 001 | 001 |  |  | 2019-07-31 | 06090583 | 2019-07-31 | 06090583 | Bag Dumping Station 01 | INST
R | VJ-SC-SBD02-01 |  | CONVEYING SCREW | CONVEYOR | RSI | MEC | MEC |  | 2010011060 | JSWPL-VJN-RMH-RMG-BD2 | 2001 | B | 2001 | 2000 |  | 2019-04-01 | 2958465 |  |  | 001 | 001 |  |  | 2019-07-31 | 06090583 | 2019-07-31 | 06090583 | Bag Dumping Station 02 | INST
R | VJ-SC-SBD03-01 |  | CONVEYING SCREW | CONVEYOR | RSI | MEC | MEC |  | 2010011060 | JSWPL-VJN-RMH-RMG-BD3 | 2001 | B | 2001 | 2000 |  | 2019-04-01 | 2958465 |  |  | 001 | 001 |  |  | 2019-07-31 | 06090583 | 2019-07-31 | 06090583 | Bag Dumping Station 03 | INST
R | VJ-SC-SBD04-01 |  | CONVEYING SCREW | CONVEYOR | RSI | MEC | MEC |  | 2010011060 | JSWPL-VJN-RMH-RMG-BSM | 2001 | B | 2001 | 2000 |  | 2019-04-01 | 2958465 |  |  | 001 | 001 |  |  | 2019-07-31 | 06090583 | 2019-07-31 | 06090583 | Bag Slitting Machine | INST
N | VJ-SCVS |  | SCVS ISOLATION TRANSFORMER FOR UPS |  | PRP | ELE | ELE |  | 2010011300 | JSWPL-VJN-UTL-PDS | 2001 | A | 2001 | 2000 |  | 2019-04-01 | 2958465 |  |  | 001 | 001 |  |  | 2019-07-31 | 06090583 | 2019-07-31 | 06090583 | Power Distribution System | INST
R | VJ-SDB-01 |  | DAYBIN FOR NITROSOL HBR | HOPPER | RSI | MEC | MEC |  | 2010011060 | JSWPL-VJN-RMH-RMG-ATX | 2001 | B | 2001 | 2000 |  | 2019-04-01 | 2958465 |  |  | 001 | 001 |  |  | 2019-07-31 | 06090583 | 2019-07-31 | 06090583 | Atex System & Medium component handling | INST
R | VJ-SDB-02 |  | DAYBIN FOR PREVENTOL | HOPPER | RSI | MEC | MEC |  | 2010011060 | JSWPL-VJN-RMH-RMG-ATX | 2001 | B | 2001 | 2000 |  | 2019-04-01 | 2958465 |  |  | 001 | 001 |  |  | 2019-07-31 | 06090583 | 2019-07-31 | 06090583 | Atex System & Medium component handling | INST
R | VJ-SDB-03 |  | DAYBIN FOR SPARE | HOPPER | RSI | MEC | MEC |  | 2010011060 | JSWPL-VJN-RMH-RMG-ATX | 2001 | B | 2001 | 2000 |  | 2019-04-01 | 2958465 |  |  | 001 | 001 |  |  | 2019-07-31 | 06090583 | 2019-07-31 | 06090583 | Atex System & Medium component handling | INST
R | VJ-SDB-04 |  | DAYBIN FOR NITROSOL HHBR | HOPPER | RSI | MEC | MEC |  | 2010011060 | JSWPL-VJN-RMH-RMG-ATX | 2001 | B | 2001 | 2000 |  | 2019-04-01 | 2958465 |  |  | 001 | 001 |  |  | 2019-07-31 | 06090583 | 2019-07-31 | 06090583 | Atex System & Medium component handling | INST
W | VJ-SF-PDB |  | SECOND FLOOR PDB-INSTRUMENTATION | DCPDB | PRP | INS | INS |  | 2010011370 | JSWPL-VJN-UTL-PDS | 2001 | A | 2001 | 2000 |  | 2019-06-01 | 2958465 |  |  | 001 | 001 |  |  | 2020-06-17 | 06090583 | 2020-06-17 | 06090583 | Power Distribution System | INST
N | VJ-SLDB-01 |  | SLDB-1 SLDB FOR TANKYARD | PDB | TFM | ELE | ELE |  | 2010011300 | JSWPL-VJN-UTL-PDS | 2001 | A | 2001 | 2000 |  | 2019-04-01 | 2958465 |  |  | 001 | 001 |  |  | 2019-07-31 | 06090583 | 2019-07-31 | 06090583 | Power Distribution System | INST
N | VJ-SLDB-02 |  | SLDB-2 SLDB FOR RMG | PDB | RSI | ELE | ELE |  | 2010011300 | JSWPL-VJN-UTL-PDS | 2001 | A | 2001 | 2000 |  | 2019-04-01 | 2958465 |  |  | 001 | 001 |  |  | 2019-07-31 | 06090583 | 2019-07-31 | 06090583 | Power Distribution System | INST
N | VJ-SLDB-03 |  | SLDB-3 SLDB FOR PCC-1 ROOM | PDB | PRP | ELE | ELE |  | 2010011300 | JSWPL-VJN-UTL-PDS | 2001 | A | 2001 | 2000 |  | 2019-04-01 | 2958465 |  |  | 001 | 001 |  |  | 2019-07-31 | 06090583 | 2019-07-31 | 06090583 | Power Distribution System | INST
N | VJ-SLDB-04 |  | SLDB-4 SLDB FOR PG A17 COLUMN | PDB | PRP | ELE | ELE |  | 2010011300 | JSWPL-VJN-UTL-PDS | 2001 | A | 2001 | 2000 |  | 2019-04-01 | 2958465 |  |  | 001 | 001 |  |  | 2019-07-31 | 06090583 | 2019-07-31 | 06090583 | Power Distribution System | INST
N | VJ-SLDB-05 |  | SLDB-5 SLDB FOR PG K21 COLUMN | PDB | PRP | ELE | ELE |  | 2010011300 | JSWPL-VJN-UTL-PDS | 2001 | A | 2001 | 2000 |  | 2019-04-01 | 2958465 |  |  | 001 | 001 |  |  | 2019-07-31 | 06090583 | 2019-07-31 | 06090583 | Power Distribution System | INST
N | VJ-SLDB-06 |  | SLDB-6 SLDB FOR PF E21 COLUMN | PDB | PRP | ELE | ELE |  | 2010011300 | JSWPL-VJN-UTL-PDS | 2001 | A | 2001 | 2000 |  | 2019-04-01 | 2958465 |  |  | 001 | 001 |  |  | 2019-07-31 | 06090583 | 2019-07-31 | 06090583 | Power Distribution System | INST
N | VJ-SLDB-07 |  | SLDB-7 SLDB FOR PS A18 COLUMN | PDB | PRP | ELE | ELE |  | 2010011300 | JSWPL-VJN-UTL-PDS | 2001 | A | 2001 | 2000 |  | 2019-04-01 | 2958465 |  |  | 001 | 001 |  |  | 2019-07-31 | 06090583 | 2019-07-31 | 06090583 | Power Distribution System | INST
N | VJ-SLDB-08 |  | SLDB-8 SLDB FOR PS H21 COLUMN | PDB | PRP | ELE | ELE |  | 2010011300 | JSWPL-VJN-UTL-PDS | 2001 | A | 2001 | 2000 |  | 2019-04-01 | 2958465 |  |  | 001 | 001 |  |  | 2019-07-31 | 06090583 | 2019-07-31 | 06090583 | Power Distribution System | INST
N | VJ-SLDB-09 |  | SLDB-9 SLDB FOR PG K21 COLUMN FG AREA | PDB | PRP | ELE | ELE |  | 2010011300 | JSWPL-VJN-UTL-PDS | 2001 | A | 2001 | 2000 |  | 2019-04-01 | 2958465 |  |  | 001 | 001 |  |  | 2019-07-31 | 06090583 | 2019-07-31 | 06090583 | Power Distribution System | INST
N | VJ-SLDB-10 |  | SLDB-10 SLDB FOR PF K21 COLUMN | PDB | PRP | ELE | ELE |  | 2010011300 | JSWPL-VJN-UTL-PDS | 2001 | A | 2001 | 2000 |  | 2019-04-01 | 2958465 |  |  | 001 | 001 |  |  | 2019-07-31 | 06090583 | 2019-07-31 | 06090583 | Power Distribution System | INST
N | VJ-SLDB-11 |  | SLDB-11 SLDB FOR MCC ROOM | PDB | PRP | ELE | ELE |  | 2010011300 | JSWPL-VJN-UTL-PDS | 2001 | A | 2001 | 2000 |  | 2019-04-01 | 2958465 |  |  | 001 | 001 |  |  | 2019-07-31 | 06090583 | 2019-07-31 | 06090583 | Power Distribution System | INST
N | VJ-SLDB-12 |  | SLDB-12 SLDB FOR SUBSTATION AREA | PDB | UTY | ELE | ELE |  | 2010011300 | JSWPL-VJN-UTL-PDS | 2001 | A | 2001 | 2000 |  | 2019-04-01 | 2958465 |  |  | 001 | 001 |  |  | 2019-07-31 | 06090583 | 2019-07-31 | 06090583 | Power Distribution System | INST
N | VJ-SLDB-13 |  | SLDB-13 SLDB FOR WORKSHOP | PDB | UTY | ELE | ELE |  | 2010011300 | JSWPL-VJN-UTL-PDS | 2001 | A | 2001 | 2000 |  | 2019-04-01 | 2958465 |  |  | 001 | 001 |  |  | 2019-07-31 | 06090583 | 2019-07-31 | 06090583 | Power Distribution System | INST
N | VJ-SLDB-14 |  | SLDB-14 SLDB FOR UG TANK | PDB | UTY | ELE | ELE |  | 2010011300 | JSWPL-VJN-UTL-PDS | 2001 | A | 2001 | 2000 |  | 2019-04-01 | 2958465 |  |  | 001 | 001 |  |  | 2019-07-31 | 06090583 | 2019-07-31 | 06090583 | Power Distribution System | INST
N | VJ-SLDB-19 |  | SLDB-19 STREET LIGHT DB A | PDB | UTY | ELE | ELE |  | 2010011300 | JSWPL-VJN-UTL-PDS | 2001 | A | 2001 | 2000 |  | 2019-04-01 | 2958465 |  |  | 001 | 001 |  |  | 2019-07-31 | 06090583 | 2019-07-31 | 06090583 | Power Distribution System | INST
N | VJ-SLDB-20 |  | SLDB-20 STREET LIGHT DB B | PDB | UTY | ELE | ELE |  | 2010011300 | JSWPL-VJN-UTL-PDS | 2001 | A | 2001 | 2000 |  | 2019-04-01 | 2958465 |  |  | 001 | 001 |  |  | 2019-07-31 | 06090583 | 2019-07-31 | 06090583 | Power Distribution System | INST
R | VJ-SRM-1 |  | STORAGE RETRIEVAL MACHINE-1 | CRANE | PRP | MEC | MEC |  | 2010011200 | JSWPL-VJN-FGH-ASR | 2001 | A | 2001 | 2000 |  | 2020-07-16 | 2958465 |  |  | 001 | 001 |  |  | 2020-07-16 | 06090583 | 2020-07-16 | 06090583 | ASRS | INST
R | VJ-SRM-2 |  | STORAGE RETRIEVAL MACHINE-2 | CRANE | PRP | MEC | MEC |  | 2010011200 | JSWPL-VJN-FGH-ASR | 2001 | A | 2001 | 2000 |  | 2020-07-16 | 2958465 |  |  | 001 | 001 |  |  | 2020-07-16 | 06090583 | 2020-07-16 | 06090583 | ASRS | INST
R | VJ-SRM-3 |  | STORAGE RETRIEVAL MACHINE-3 | CRANE | PRP | MEC | MEC |  | 2010011200 | JSWPL-VJN-FGH-ASR | 2001 | A | 2001 | 2000 |  | 2020-07-16 | 2958465 |  |  | 001 | 001 |  |  | 2020-07-16 | 06090583 | 2020-07-16 | 06090583 | ASRS | INST
R | VJ-T-102A |  | STORAGE TANK FOR PRIMALAS 571 | VESSEL | TFM | MEC | MEC |  | 2010011060 | JSWPL-VJN-RMH-TNK | 2001 | B | 2001 | 2000 |  | 2019-04-01 | 2958465 |  |  | 001 | 001 |  |  | 2019-07-31 | 06090583 | 2019-07-31 | 06090583 | Tank Farm | INST
R | VJ-T-102B |  | STORAGE TANK FOR PRIMALAS 571 | VESSEL | TFM | MEC | MEC |  | 2010011060 | JSWPL-VJN-RMH-TNK | 2001 | B | 2001 | 2000 |  | 2019-04-01 | 2958465 |  |  | 001 | 001 |  |  | 2019-07-31 | 06090583 | 2019-07-31 | 06090583 | Tank Farm | INST
R | VJ-T-104A |  | STORAGE TANK FOR VISICRYL 7796 | VESSEL | TFM | MEC | MEC |  | 2010011060 | JSWPL-VJN-RMH-TNK | 2001 | B | 2001 | 2000 |  | 2019-04-01 | 2958465 |  |  | 001 | 001 |  |  | 2019-07-31 | 06090583 | 2019-07-31 | 06090583 | Tank Farm | INST
R | VJ-T-104B |  | STORAGE TANK FOR VISICRYL 7796 | VESSEL | TFM | MEC | MEC |  | 2010011060 | JSWPL-VJN-RMH-TNK | 2001 | B | 2001 | 2000 |  | 2019-04-01 | 2958465 |  |  | 001 | 001 |  |  | 2019-07-31 | 06090583 | 2019-07-31 | 06090583 | Tank Farm | INST
R | VJ-T-108 |  | STORAGE TANK FOR PRIMAL AC 369S | VESSEL | TFM | MEC | MEC |  | 2010011060 | JSWPL-VJN-RMH-TNK | 2001 | B | 2001 | 2000 |  | 2019-04-01 | 2958465 |  |  | 001 | 001 |  |  | 2019-07-31 | 06090583 | 2019-07-31 | 06090583 | Tank Farm | INST
R | VJ-T-113A |  | STORAGE TANK FOR DIRTSHIELD-12 | VESSEL | TFM | MEC | MEC |  | 2010011060 | JSWPL-VJN-RMH-TNK | 2001 | B | 2001 | 2000 |  | 2019-04-01 | 2958465 |  |  | 001 | 001 |  |  | 2019-07-31 | 06090583 | 2019-07-31 | 06090583 | Tank Farm | INST
R | VJ-T-113B |  | STORAGE TANK FOR DIRTSHIELD-12 | VESSEL | TFM | MEC | MEC |  | 2010011060 | JSWPL-VJN-RMH-TNK | 2001 | B | 2001 | 2000 |  | 2019-04-01 | 2958465 |  |  | 001 | 001 |  |  | 2019-07-31 | 06090583 | 2019-07-31 | 06090583 | Tank Farm | INST
R | VJ-T-115A |  | STORAGE TANK FOR BONDEX AA 261 P | VESSEL | TFM | MEC | MEC |  | 2010011060 | JSWPL-VJN-RMH-TNK | 2001 | B | 2001 | 2000 |  | 2019-04-01 | 2958465 |  |  | 001 | 001 |  |  | 2019-07-31 | 06090583 | 2019-07-31 | 06090583 | Tank Farm | INST
R | VJ-T-115B |  | STORAGE TANK FOR BONDEX AA 261 P | VESSEL | TFM | MEC | MEC |  | 2010011060 | JSWPL-VJN-RMH-TNK | 2001 | B | 2001 | 2000 |  | 2019-04-01 | 2958465 |  |  | 001 | 001 |  |  | 2019-07-31 | 06090583 | 2019-07-31 | 06090583 | Tank Farm | INST
R | VJ-T-115C |  | STORAGE TANK FOR BONDEX AA 261 P | VESSEL | TFM | MEC | MEC |  | 2010011060 | JSWPL-VJN-RMH-TNK | 2001 | B | 2001 | 2000 |  | 2019-04-01 | 2958465 |  |  | 001 | 001 |  |  | 2019-07-31 | 06090583 | 2019-07-31 | 06090583 | Tank Farm | INST
R | VJ-T-116 |  | STORAGE TANK | VESSEL | TFM | MEC | MEC |  | 2010011060 | JSWPL-VJN-RMH-TNK | 2001 | B | 2001 | 2000 |  | 2019-04-01 | 2958465 |  |  | 001 | 001 |  |  | 2019-07-31 | 06090583 | 2019-07-31 | 06090583 | Tank Farm | INST
R | VJ-T-117A |  | STORAGE TANK | VESSEL | TFM | MEC | MEC |  | 2010011060 | JSWPL-VJN-RMH-TNK | 2001 | B | 2001 | 2000 |  | 2019-04-01 | 2958465 |  |  | 001 | 001 |  |  | 2019-07-31 | 06090583 | 2019-07-31 | 06090583 | Tank Farm | INST
R | VJ-T-118A |  | STORAGE TANK | VESSEL | TFM | MEC | MEC |  | 2010011060 | JSWPL-VJN-RMH-TNK | 2001 | B | 2001 | 2000 |  | 2019-04-01 | 2958465 |  |  | 001 | 001 |  |  | 2019-07-31 | 06090583 | 2019-07-31 | 06090583 | Tank Farm | INST
R | VJ-T-118B |  | STORAGE TANK | VESSEL | TFM | MEC | MEC |  | 2010011060 | JSWPL-VJN-RMH-TNK | 2001 | B | 2001 | 2000 |  | 2019-04-01 | 2958465 |  |  | 001 | 001 |  |  | 2019-07-31 | 06090583 | 2019-07-31 | 06090583 | Tank Farm | INST
R | VJ-T-120A |  | STORAGE TANK FOR VISICRYL OP 66 | VESSEL | TFM | MEC | MEC |  | 2010011060 | JSWPL-VJN-RMH-TNK | 2001 | B | 2001 | 2000 |  | 2019-04-01 | 2958465 |  |  | 001 | 001 |  |  | 2019-07-31 | 06090583 | 2019-07-31 | 06090583 | Tank Farm | INST
R | VJ-T-120B |  | STORAGE TANK FOR VISICRYL OP 66 | VESSEL | TFM | MEC | MEC |  | 2010011060 | JSWPL-VJN-RMH-TNK | 2001 | B | 2001 | 2000 |  | 2019-04-01 | 2958465 |  |  | 001 | 001 |  |  | 2019-07-31 | 06090583 | 2019-07-31 | 06090583 | Tank Farm | INST
R | VJ-T-122 |  | STORAGE TANK FOR TEXANOL | VESSEL | TFM | MEC | MEC |  | 2010011060 | JSWPL-VJN-RMH-TNK | 2001 | B | 2001 | 2000 |  | 2019-04-01 | 2958465 |  |  | 001 | 001 |  |  | 2019-07-31 | 06090583 | 2019-07-31 | 06090583 | Tank Farm | INST
R | VJ-T-123 |  | STORAGE TANK FOR TEXANOL HSSL C-12 | VESSEL | TFM | MEC | MEC |  | 2010011060 | JSWPL-VJN-RMH-TNK | 2001 | B | 2001 | 2000 |  | 2019-04-01 | 2958465 |  |  | 001 | 001 |  |  | 2019-07-31 | 06090583 | 2019-07-31 | 06090583 | Tank Farm | INST
R | VJ-T-124 |  | STORAGE TANK FOR OE 300 | VESSEL | TFM | MEC | MEC |  | 2010011060 | JSWPL-VJN-RMH-TNK | 2001 | B | 2001 | 2000 |  | 2019-04-01 | 2958465 |  |  | 001 | 001 |  |  | 2019-07-31 | 06090583 | 2019-07-31 | 06090583 | Tank Farm | INST
R | VJ-T-125 |  | STORAGE TANK FOR OE 300 HSSL C-16 | VESSEL | TFM | MEC | MEC |  | 2010011060 | JSWPL-VJN-RMH-TNK | 2001 | B | 2001 | 2000 |  | 2019-04-01 | 2958465 |  |  | 001 | 001 |  |  | 2019-07-31 | 06090583 | 2019-07-31 | 06090583 | Tank Farm | INST
R | VJ-T-126 |  | STORAGE TANK FOR PROPYLENE GLYCOL | VESSEL | TFM | MEC | MEC |  | 2010011060 | JSWPL-VJN-RMH-TNK | 2001 | B | 2001 | 2000 |  | 2019-04-01 | 2958465 |  |  | 001 | 001 |  |  | 2019-07-31 | 06090583 | 2019-07-31 | 06090583 | Tank Farm | INST
R | VJ-T-127 |  | STORAGE TANK | VESSEL | TFM | MEC | MEC |  | 2010011060 | JSWPL-VJN-RMH-TNK | 2001 | B | 2001 | 2000 |  | 2019-04-01 | 2958465 |  |  | 001 | 001 |  |  | 2019-07-31 | 06090583 | 2019-07-31 | 06090583 | Tank Farm | INST
R | VJ-T-128A |  | PROCESS WATER TANK | VESSEL | TFM | MEC | MEC |  | 2010011220 | JSWPL-VJN-RMH-PWT | 2001 | A | 2001 | 2000 |  | 2019-04-01 | 2958465 |  |  | 001 | 001 |  |  | 2019-07-31 | 06090583 | 2019-07-31 | 06090583 | Process Water | INST
R | VJ-T-129A |  | STORAGE TANK FOR INDOFIL 850 | VESSEL | TFM | MEC | MEC |  | 2010011060 | JSWPL-VJN-RMH-TNK | 2001 | B | 2001 | 2000 |  | 2019-04-01 | 2958465 |  |  | 001 | 001 |  |  | 2019-07-31 | 06090583 | 2019-07-31 | 06090583 | Tank Farm | INST
R | VJ-T-130 |  | ADDITIVE VESSEL FOR ORATON 1288 | VESSEL | PRP | MEC | MEC |  | 2010011060 | JSWPL-VJN-RMH-DYT | 2001 | B | 2001 | 2000 |  | 2019-04-01 | 2958465 |  |  | 001 | 001 |  |  | 2019-07-31 | 06090583 | 2019-07-31 | 06090583 | Day Tank | INST
R | VJ-T-131 |  | ADDITIVE VESSEL FOR IGEPOL EO604 | VESSEL | PRP | MEC | MEC |  | 2010011060 | JSWPL-VJN-RMH-DYT | 2001 | B | 2001 | 2000 |  | 2019-04-01 | 2958465 |  |  | 001 | 001 |  |  | 2019-07-31 | 06090583 | 2019-07-31 | 06090583 | Day Tank | INST
R | VJ-T-133 |  | ADDITIVE VESSEL FOR AQUAFLOW NHS-300 | VESSEL | PRP | MEC | MEC |  | 2010011060 | JSWPL-VJN-RMH-DYT | 2001 | B | 2001 | 2000 |  | 2019-04-01 | 2958465 |  |  | 001 | 001 |  |  | 2019-07-31 | 06090583 | 2019-07-31 | 06090583 | Day Tank | INST
R | VJ-T-134 |  | ADDITIVE VESSEL FOR AQUAFLOW NLS-220 | VESSEL | PRP | MEC | MEC |  | 2010011060 | JSWPL-VJN-RMH-DYT | 2001 | B | 2001 | 2000 |  | 2019-04-01 | 2958465 |  |  | 001 | 001 |  |  | 2019-07-31 | 06090583 | 2019-07-31 | 06090583 | Day Tank | INST
R | VJ-T-135 |  | ADDITIVE VESSEL FOR NIPACIDE CFX | VESSEL | PRP | MEC | MEC |  | 2010011060 | JSWPL-VJN-RMH-DYT | 2001 | B | 2001 | 2000 |  | 2019-04-01 | 2958465 |  |  | 001 | 001 |  |  | 2019-07-31 | 06090583 | 2019-07-31 | 06090583 | Day Tank | INST
R | VJ-T-136 |  | ADDITIVE VESSEL FOR BIOCIDE | VESSEL | PRP | MEC | MEC |  | 2010011060 | JSWPL-VJN-RMH-DYT | 2001 | B | 2001 | 2000 |  | 2019-04-01 | 2958465 |  |  | 001 | 001 |  |  | 2019-07-31 | 06090583 | 2019-07-31 | 06090583 | Day Tank | INST
R | VJ-T-137 |  | ADDITIVE VESSEL FOR -ROCIMA 623 | VESSEL | PRP | MEC | MEC |  | 2010011060 | JSWPL-VJN-RMH-DYT | 2001 | B | 2001 | 2000 |  | 2019-04-01 | 2958465 |  |  | 001 | 001 |  |  | 2019-07-31 | 06090583 | 2019-07-31 | 06090583 | Day Tank | INST
R | VJ-T-138 |  | ADDITIVE VESSEL FOR BIOCIDE | VESSEL | PRP | MEC | MEC |  | 2010011060 | JSWPL-VJN-RMH-DYT | 2001 | B | 2001 | 2000 |  | 2019-04-01 | 2958465 |  |  | 001 | 001 |  |  | 2019-07-31 | 06090583 | 2019-07-31 | 06090583 | Day Tank | INST
R | VJ-T-139 |  | ADDITIVE VESSEL FOR KOPTHION-40% FPS | VESSEL | PRP | MEC | MEC |  | 2010011060 | JSWPL-VJN-RMH-DYT | 2001 | B | 2001 | 2000 |  | 2019-04-01 | 2958465 |  |  | 001 | 001 |  |  | 2019-07-31 | 06090583 | 2019-07-31 | 06090583 | Day Tank | INST
R | VJ-T-140 |  | ADDITIVE VESSEL FOR KOPTHION-VENDOR2 | VESSEL | PRP | MEC | MEC |  | 2010011060 | JSWPL-VJN-RMH-DYT | 2001 | B | 2001 | 2000 |  | 2019-04-01 | 2958465 |  |  | 001 | 001 |  |  | 2019-07-31 | 06090583 | 2019-07-31 | 06090583 | Day Tank | INST
R | VJ-T-141 |  | ADDITIVE VESSEL-AMMONIA | VESSEL | PRP | MEC | MEC |  | 2010011060 | JSWPL-VJN-RMH-DYT | 2001 | B | 2001 | 2000 |  | 2019-04-01 | 2958465 |  |  | 001 | 001 |  |  | 2019-07-31 | 06090583 | 2019-07-31 | 06090583 | Day Tank | INST
R | VJ-T-142A |  | PIGMENT ORANGE 34 COLORANT STORAGE TANK | VESSEL | PRP | MEC | MEC |  | 2010011060 | JSWPL-VJN-RMH-DYT | 2001 | B | 2001 | 2000 |  | 2019-04-01 | 2958465 |  |  | 001 | 001 |  |  | 2019-07-31 | 06090583 | 2019-07-31 | 06090583 | Day Tank | INST
R | VJ-T-142B |  | PIGMENT RED 3 COLORANT STORAGE TANK | VESSEL | PRP | MEC | MEC |  | 2010011060 | JSWPL-VJN-RMH-DYT | 2001 | B | 2001 | 2000 |  | 2019-04-01 | 2958465 |  |  | 001 | 001 |  |  | 2019-07-31 | 06090583 | 2019-07-31 | 06090583 | Day Tank | INST
R | VJ-T-143A |  | PIGMENT RED 112 COLORANT STORAGE TANK | VESSEL | PRP | MEC | MEC |  | 2010011060 | JSWPL-VJN-RMH-DYT | 2001 | B | 2001 | 2000 |  | 2019-04-01 | 2958465 |  |  | 001 | 001 |  |  | 2019-07-31 | 06090583 | 2019-07-31 | 06090583 | Day Tank | INST
R | VJ-T-143B |  | RED OXIDE PR 101 COLORANT STORAGE TANK | VESSEL | PRP | MEC | MEC |  | 2010011060 | JSWPL-VJN-RMH-DYT | 2001 | B | 2001 | 2000 |  | 2019-04-01 | 2958465 |  |  | 001 | 001 |  |  | 2019-07-31 | 06090583 | 2019-07-31 | 06090583 | Day Tank | INST
R | VJ-T-144A |  | PIGMENT YELLOW 83 COLORANT STORAGE TANK | VESSEL | PRP | MEC | MEC |  | 2010011060 | JSWPL-VJN-RMH-DYT | 2001 | B | 2001 | 2000 |  | 2019-04-01 | 2958465 |  |  | 001 | 001 |  |  | 2019-07-31 | 06090583 | 2019-07-31 | 06090583 | Day Tank | INST
R | VJ-T-144B |  | PIGMENT YELLOW 74 COLORANT STORAGE TANK | VESSEL | PRP | MEC | MEC |  | 2010011060 | JSWPL-VJN-RMH-DYT | 2001 | B | 2001 | 2000 |  | 2019-04-01 | 2958465 |  |  | 001 | 001 |  |  | 2019-07-31 | 06090583 | 2019-07-31 | 06090583 | Day Tank | INST
R | VJ-T-145A |  | YELLOW OXIDE COLORANT STORAGE TANK | VESSEL | PRP | MEC | MEC |  | 2010011060 | JSWPL-VJN-RMH-DYT | 2001 | B | 2001 | 2000 |  | 2019-04-01 | 2958465 |  |  | 001 | 001 |  |  | 2019-07-31 | 06090583 | 2019-07-31 | 06090583 | Day Tank | INST
R | VJ-T-145B |  | PIGMENT GREEN 7 COLORANT STORAGE TANK | VESSEL | PRP | MEC | MEC |  | 2010011060 | JSWPL-VJN-RMH-DYT | 2001 | B | 2001 | 2000 |  | 2019-04-01 | 2958465 |  |  | 001 | 001 |  |  | 2019-07-31 | 06090583 | 2019-07-31 | 06090583 | Day Tank | INST
R | VJ-T-146A |  | PIGMENT BLACK 7 COLORANT STORAGE TANK | VESSEL | PRP | MEC | MEC |  | 2010011060 | JSWPL-VJN-RMH-DYT | 2001 | B | 2001 | 2000 |  | 2019-04-01 | 2958465 |  |  | 001 | 001 |  |  | 2019-07-31 | 06090583 | 2019-07-31 | 06090583 | Day Tank | INST
R | VJ-T-146B |  | ALPHA BLUE PB 15:1 COLORANT STORAGE TANK | VESSEL | PRP | MEC | MEC |  | 2010011060 | JSWPL-VJN-RMH-DYT | 2001 | B | 2001 | 2000 |  | 2019-04-01 | 2958465 |  |  | 001 | 001 |  |  | 2019-07-31 | 06090583 | 2019-07-31 | 06090583 | Day Tank | INST
R | VJ-T-146C |  | BETA BLUE PB 15:3 COLORANT STORAGE TANK | VESSEL | PRP | MEC | MEC |  | 2010011060 | JSWPL-VJN-RMH-DYT | 2001 | B | 2001 | 2000 |  | 2019-04-01 | 2958465 |  |  | 001 | 001 |  |  | 2019-07-31 | 06090583 | 2019-07-31 | 06090583 | Day Tank | INST
R | VJ-T-146D |  | PIGMENT VOILET 23 COLORANT STORAGE TANK | VESSEL | PRP | MEC | MEC |  | 2010011060 | JSWPL-VJN-RMH-DYT | 2001 | B | 2001 | 2000 |  | 2019-04-01 | 2958465 |  |  | 001 | 001 |  |  | 2019-07-31 | 06090583 | 2019-07-31 | 06090583 | Day Tank | INST
R | VJ-T-146E |  | WHITE TINT COLORANT STORAGE TANK | VESSEL | PRP | MEC | MEC |  | 2010011060 | JSWPL-VJN-RMH-DYT | 2001 | B | 2001 | 2000 |  | 2019-04-01 | 2958465 |  |  | 001 | 001 |  |  | 2019-07-31 | 06090583 | 2019-07-31 | 06090583 | Day Tank | INST
R | VJ-T-146F |  | WHITE TINT COLORANT STORAGE TANK | VESSEL | PRP | MEC | MEC |  | 2010011060 | JSWPL-VJN-RMH-DYT | 2001 | B | 2001 | 2000 |  | 2019-04-01 | 2958465 |  |  | 001 | 001 |  |  | 2019-07-31 | 06090583 | 2019-07-31 | 06090583 | Day Tank | INST
R | VJ-T-147 |  | ADDITIVE VESSEL FOR AM 1512 | VESSEL | PRP | MEC | MEC |  | 2010011060 | JSWPL-VJN-RMH-DYT | 2001 | B | 2001 | 2000 |  | 2019-04-01 | 2958465 |  |  | 001 | 001 |  |  | 2019-07-31 | 06090583 | 2019-07-31 | 06090583 | Day Tank | INST
R | VJ-T-148 |  | ADDITIVE VESSEL FOR AM 1512 | VESSEL | PRP | MEC | MEC |  | 2010011060 | JSWPL-VJN-RMH-DYT | 2001 | B | 2001 | 2000 |  | 2019-04-01 | 2958465 |  |  | 001 | 001 |  |  | 2019-07-31 | 06090583 | 2019-07-31 | 06090583 | Day Tank | INST
R | VJ-T-150 |  | ADDITIVE VESSEL FOR DREW PLUS T4507A | VESSEL | PRP | MEC | MEC |  | 2010011060 | JSWPL-VJN-RMH-DYT | 2001 | B | 2001 | 2000 |  | 2019-04-01 | 2958465 |  |  | 001 | 001 |  |  | 2019-07-31 | 06090583 | 2019-07-31 | 06090583 | Day Tank | INST
R | VJ-T-151 |  | ADDITIVE VESSEL FOR DREW PLUS T4507A | VESSEL | PRP | MEC | MEC |  | 2010011060 | JSWPL-VJN-RMH-DYT | 2001 | B | 2001 | 2000 |  | 2019-04-01 | 2958465 |  |  | 001 | 001 |  |  | 2019-07-31 | 06090583 | 2019-07-31 | 06090583 | Day Tank | INST
R | VJ-T-152 |  | ADDITIVE VESSEL FOR ACRYSOLE DR 130 | VESSEL | PRP | MEC | MEC |  | 2010011060 | JSWPL-VJN-RMH-DYT | 2001 | B | 2001 | 2000 |  | 2019-04-01 | 2958465 |  |  | 001 | 001 |  |  | 2019-07-31 | 06090583 | 2019-07-31 | 06090583 | Day Tank | INST
R | VJ-T-153 |  | SLURRY TANK | VESSEL | PRP | MEC | MEC |  | 2010011170 | JSWPL-VJN-PRC-DIS | 2001 | B | 2001 | 2000 |  | 2019-04-01 | 2958465 |  |  | 001 | 001 |  |  | 2019-07-31 | 06090583 | 2019-07-31 | 06090583 | Dispersion section | INST
R | VJ-T-154 |  | SLURRY TANK | VESSEL | PRP | MEC | MEC |  | 2010011170 | JSWPL-VJN-PRC-DIS | 2001 | B | 2001 | 2000 |  | 2019-04-01 | 2958465 |  |  | 001 | 001 |  |  | 2019-07-31 | 06090583 | 2019-07-31 | 06090583 | Dispersion section | INST
R | VJ-T-155 |  | SLURRY TANK | VESSEL | PRP | MEC | MEC |  | 2010011170 | JSWPL-VJN-PRC-DIS | 2001 | B | 2001 | 2000 |  | 2019-04-01 | 2958465 |  |  | 001 | 001 |  |  | 2019-07-31 | 06090583 | 2019-07-31 | 06090583 | Dispersion section | INST
R | VJ-T-156 |  | SLURRY TANK | VESSEL | PRP | MEC | MEC |  | 2010011170 | JSWPL-VJN-PRC-DIS | 2001 | B | 2001 | 2000 |  | 2019-04-01 | 2958465 |  |  | 001 | 001 |  |  | 2019-07-31 | 06090583 | 2019-07-31 | 06090583 | Dispersion section | INST
R | VJ-T-159 |  | ADDITIVE VESSEL FOR ACRYSOLE DR 130 | VESSEL | PRP | MEC | MEC |  | 2010011060 | JSWPL-VJN-RMH-DYT | 2001 | B | 2001 | 2000 |  | 2019-04-01 | 2958465 |  |  | 001 | 001 |  |  | 2019-07-31 | 06090583 | 2019-07-31 | 06090583 | Day Tank | INST
R | VJ-T-160 |  | ADDITIVE VESSEL FOR ADDITONAL TANK | VESSEL | PRP | MEC | MEC |  | 2010011060 | JSWPL-VJN-RMH-DYT | 2001 | B | 2001 | 2000 |  | 2019-04-01 | 2958465 |  |  | 001 | 001 |  |  | 2019-07-31 | 06090583 | 2019-07-31 | 06090583 | Day Tank | INST
R | VJ-T-161 |  | ADDITIVE VESSEL FORADDITONAL TANK | VESSEL | PRP | MEC | MEC |  | 2010011060 | JSWPL-VJN-RMH-DYT | 2001 | B | 2001 | 2000 |  | 2019-04-01 | 2958465 |  |  | 001 | 001 |  |  | 2019-07-31 | 06090583 | 2019-07-31 | 06090583 | Day Tank | INST
R | VJ-T-164 |  | ADDITIVE VESSEL FOR ATPOL 5720 | VESSEL | PRP | MEC | MEC |  | 2010011060 | JSWPL-VJN-RMH-DYT | 2001 | B | 2001 | 2000 |  | 2019-04-01 | 2958465 |  |  | 001 | 001 |  |  | 2019-07-31 | 06090583 | 2019-07-31 | 06090583 | Day Tank | INST
R | VJ-T-171 |  | INTERMEDIATE TANK (WHITE) | VESSEL | PRP | MEC | MEC |  | 2010011210 | JSWPL-VJN-PRC-WWS | 2001 | B | 2001 | 2000 |  | 2019-04-01 | 2958465 |  |  | 001 | 001 |  |  | 2019-07-31 | 06090583 | 2019-07-31 | 06090583 | Wash Water System | INST
R | VJ-T-172 |  | INTERMEDIATE TANK (WHITE) | VESSEL | PRP | MEC | MEC |  | 2010011210 | JSWPL-VJN-PRC-WWS | 2001 | B | 2001 | 2000 |  | 2019-04-01 | 2958465 |  |  | 001 | 001 |  |  | 2019-07-31 | 06090583 | 2019-07-31 | 06090583 | Wash Water System | INST
R | VJ-T-173A |  | INTERMEDIATE TANK (WHITE) | VESSEL | PRP | MEC | MEC |  | 2010011210 | JSWPL-VJN-PRC-WWS | 2001 | B | 2001 | 2000 |  | 2019-04-01 | 2958465 |  |  | 001 | 001 |  |  | 2019-07-31 | 06090583 | 2019-07-31 | 06090583 | Wash Water System | INST
R | VJ-T-173B |  | INTERMEDIATE TANK (WHITE) | VESSEL | PRP | MEC | MEC |  | 2010011210 | JSWPL-VJN-PRC-WWS | 2001 | B | 2001 | 2000 |  | 2019-04-01 | 2958465 |  |  | 001 | 001 |  |  | 2019-07-31 | 06090583 | 2019-07-31 | 06090583 | Wash Water System | INST
R | VJ-T-174 |  | INTERMEDIATE TANK (COLOR) | VESSEL | PRP | MEC | MEC |  | 2010011210 | JSWPL-VJN-PRC-WWS | 2001 | B | 2001 | 2000 |  | 2019-04-01 | 2958465 |  |  | 001 | 001 |  |  | 2019-07-31 | 06090583 | 2019-07-31 | 06090583 | Wash Water System | INST
R | VJ-T-175 |  | INTERMEDIATE TANK (COLOR) | VESSEL | PRP | MEC | MEC |  | 2010011210 | JSWPL-VJN-PRC-WWS | 2001 | B | 2001 | 2000 |  | 2019-04-01 | 2958465 |  |  | 001 | 001 |  |  | 2019-07-31 | 06090583 | 2019-07-31 | 06090583 | Wash Water System | INST
R | VJ-T-176 |  | INTERMEDIATE TANK (COLOR) | VESSEL | PRP | MEC | MEC |  | 2010011210 | JSWPL-VJN-PRC-WWS | 2001 | B | 2001 | 2000 |  | 2019-04-01 | 2958465 |  |  | 001 | 001 |  |  | 2019-07-31 | 06090583 | 2019-07-31 | 06090583 | Wash Water System | INST
R | VJ-T-177 |  | INTERMEDIATE TANK (COLOR) | VESSEL | PRP | MEC | MEC |  | 2010011210 | JSWPL-VJN-PRC-WWS | 2001 | B | 2001 | 2000 |  | 2019-04-01 | 2958465 |  |  | 001 | 001 |  |  | 2019-07-31 | 06090583 | 2019-07-31 | 06090583 | Wash Water System | INST
R | VJ-T-178 |  | INTERMEDIATE TANK (COLOR) | VESSEL | PRP | MEC | MEC |  | 2010011210 | JSWPL-VJN-PRC-WWS | 2001 | B | 2001 | 2000 |  | 2019-04-01 | 2958465 |  |  | 001 | 001 |  |  | 2019-07-31 | 06090583 | 2019-07-31 | 06090583 | Wash Water System | INST
R | VJ-T-179 |  | INTERMEDIATE TANK (COLOR) | VESSEL | PRP | MEC | MEC |  | 2010011210 | JSWPL-VJN-PRC-WWS | 2001 | B | 2001 | 2000 |  | 2019-04-01 | 2958465 |  |  | 001 | 001 |  |  | 2019-07-31 | 06090583 | 2019-07-31 | 06090583 | Wash Water System | INST
R | VJ-T-180 |  | WASH WATER STORAGE TANK (WHITE) | VESSEL | PRP | MEC | MEC |  | 2010011210 | JSWPL-VJN-PRC-WWS | 2001 | B | 2001 | 2000 |  | 2019-04-01 | 2958465 |  |  | 001 | 001 |  |  | 2019-07-31 | 06090583 | 2019-07-31 | 06090583 | Wash Water System | INST
R | VJ-T-181 |  | WASH WATER STORAGE TANK (WHITE) | VESSEL | PRP | MEC | MEC |  | 2010011210 | JSWPL-VJN-PRC-WWS | 2001 | B | 2001 | 2000 |  | 2019-04-01 | 2958465 |  |  | 001 | 001 |  |  | 2019-07-31 | 06090583 | 2019-07-31 | 06090583 | Wash Water System | INST
R | VJ-T-182 |  | WASH WATER STORAGE TANK (WHITE) | VESSEL | PRP | MEC | MEC |  | 2010011210 | JSWPL-VJN-PRC-WWS | 2001 | B | 2001 | 2000 |  | 2019-04-01 | 2958465 |  |  | 001 | 001 |  |  | 2019-07-31 | 06090583 | 2019-07-31 | 06090583 | Wash Water System | INST
R | VJ-T-183 |  | WASH WATER STORAGE TANK (WHITE) | VESSEL | PRP | MEC | MEC |  | 2010011210 | JSWPL-VJN-PRC-WWS | 2001 | B | 2001 | 2000 |  | 2019-04-01 | 2958465 |  |  | 001 | 001 |  |  | 2019-07-31 | 06090583 | 2019-07-31 | 06090583 | Wash Water System | INST
R | VJ-T-184 |  | WASH WATER STORAGE TANK (WHITE) | VESSEL | PRP | MEC | MEC |  | 2010011210 | JSWPL-VJN-PRC-WWS | 2001 | B | 2001 | 2000 |  | 2019-04-01 | 2958465 |  |  | 001 | 001 |  |  | 2019-07-31 | 06090583 | 2019-07-31 | 06090583 | Wash Water System | INST
R | VJ-T-185 |  | WASH WATER STORAGE TANK (RED) | VESSEL | PRP | MEC | MEC |  | 2010011210 | JSWPL-VJN-PRC-WWS | 2001 | B | 2001 | 2000 |  | 2019-04-01 | 2958465 |  |  | 001 | 001 |  |  | 2019-07-31 | 06090583 | 2019-07-31 | 06090583 | Wash Water System | INST
R | VJ-T-186 |  | WASH WATER STORAGE TANK (RED) | VESSEL | PRP | MEC | MEC |  | 2010011210 | JSWPL-VJN-PRC-WWS | 2001 | B | 2001 | 2000 |  | 2019-04-01 | 2958465 |  |  | 001 | 001 |  |  | 2019-07-31 | 06090583 | 2019-07-31 | 06090583 | Wash Water System | INST
R | VJ-T-187 |  | WASH WATER STORAGE TANK (RED) | VESSEL | PRP | MEC | MEC |  | 2010011210 | JSWPL-VJN-PRC-WWS | 2001 | B | 2001 | 2000 |  | 2019-04-01 | 2958465 |  |  | 001 | 001 |  |  | 2019-07-31 | 06090583 | 2019-07-31 | 06090583 | Wash Water System | INST
R | VJ-T-188 |  | WASH WATER STORAGE TANK (RED) | VESSEL | PRP | MEC | MEC |  | 2010011210 | JSWPL-VJN-PRC-WWS | 2001 | B | 2001 | 2000 |  | 2019-04-01 | 2958465 |  |  | 001 | 001 |  |  | 2019-07-31 | 06090583 | 2019-07-31 | 06090583 | Wash Water System | INST
R | VJ-T-189 |  | WASH WATER STORAGE TANK (YELLOW) | VESSEL | PRP | MEC | MEC |  | 2010011210 | JSWPL-VJN-PRC-WWS | 2001 | A | 2001 | 2000 |  | 2019-04-01 | 2958465 |  |  | 001 | 001 |  |  | 2019-07-31 | 06090583 | 2019-07-31 | 06090583 | Wash Water System | INST
R | VJ-T-190 |  | WASH WATER STORAGE TANK (YELLOW) | VESSEL | PRP | MEC | MEC |  | 2010011210 | JSWPL-VJN-PRC-WWS | 2001 | A | 2001 | 2000 |  | 2019-04-01 | 2958465 |  |  | 001 | 001 |  |  | 2019-07-31 | 06090583 | 2019-07-31 | 06090583 | Wash Water System | INST
R | VJ-T-191 |  | WASH WATER STORAGE TANK (YELLOW) | VESSEL | PRP | MEC | MEC |  | 2010011210 | JSWPL-VJN-PRC-WWS | 2001 | A | 2001 | 2000 |  | 2019-04-01 | 2958465 |  |  | 001 | 001 |  |  | 2019-07-31 | 06090583 | 2019-07-31 | 06090583 | Wash Water System | INST
R | VJ-T-192 |  | WASH WATER STORAGE TANK (YELLOW) | VESSEL | PRP | MEC | MEC |  | 2010011210 | JSWPL-VJN-PRC-WWS | 2001 | A | 2001 | 2000 |  | 2019-04-01 | 2958465 |  |  | 001 | 001 |  |  | 2019-07-31 | 06090583 | 2019-07-31 | 06090583 | Wash Water System | INST
R | VJ-T-193 |  | WASH WATER STORAGE TANK (BLACK) | VESSEL | PRP | MEC | MEC |  | 2010011210 | JSWPL-VJN-PRC-WWS | 2001 | A | 2001 | 2000 |  | 2019-04-01 | 2958465 |  |  | 001 | 001 |  |  | 2019-07-31 | 06090583 | 2019-07-31 | 06090583 | Wash Water System | INST
R | VJ-T-194 |  | WASH WATER STORAGE TANK (BROWN) | VESSEL | PRP | MEC | MEC |  | 2010011210 | JSWPL-VJN-PRC-WWS | 2001 | A | 2001 | 2000 |  | 2019-04-01 | 2958465 |  |  | 001 | 001 |  |  | 2019-07-31 | 06090583 | 2019-07-31 | 06090583 | Wash Water System | INST
R | VJ-T-195 |  | WASH WATER STORAGE TANK (BLUE) | VESSEL | PRP | MEC | MEC |  | 2010011210 | JSWPL-VJN-PRC-WWS | 2001 | B | 2001 | 2000 |  | 2019-04-01 | 2958465 |  |  | 001 | 001 |  |  | 2019-07-31 | 06090583 | 2019-07-31 | 06090583 | Wash Water System | INST
R | VJ-T-196 |  | WASH WATER STORAGE TANK (GREEN) | VESSEL | PRP | MEC | MEC |  | 2010011210 | JSWPL-VJN-PRC-WWS | 2001 | B | 2001 | 2000 |  | 2019-04-01 | 2958465 |  |  | 001 | 001 |  |  | 2019-07-31 | 06090583 | 2019-07-31 | 06090583 | Wash Water System | INST
R | VJ-T-197 |  | STERLIZATION SOLUTION TANK | VESSEL | PRP | MEC | MEC |  | 2010011060 | JSWPL-VJN-RMH-DYT | 2001 | B | 2001 | 2000 |  | 2019-04-01 | 2958465 |  |  | 001 | 001 |  |  | 2019-07-31 | 06090583 | 2019-07-31 | 06090583 | Day Tank | INST
R | VJ-T-202 |  | ADDITIVE VESSEL FOR FALAMINE PLUS | VESSEL | PRP | MEC | MEC |  | 2010011060 | JSWPL-VJN-RMH-DYT | 2001 | B | 2001 | 2000 |  | 2019-04-01 | 2958465 |  |  | 001 | 001 |  |  | 2019-07-31 | 06090583 | 2019-07-31 | 06090583 | Day Tank | INST
R | VJ-T-203A |  | ADDITIVE VESSEL FOR SYMPERONICE A9AS | VESSEL | PRP | MEC | MEC |  | 2010011060 | JSWPL-VJN-RMH-DYT | 2001 | B | 2001 | 2000 |  | 2019-04-01 | 2958465 |  |  | 001 | 001 |  |  | 2019-07-31 | 06090583 | 2019-07-31 | 06090583 | Day Tank | INST
R | VJ-T-203B |  | ADDITIVE VESSEL FOR SYMPERONICE A9AS | VESSEL | PRP | MEC | MEC |  | 2010011060 | JSWPL-VJN-RMH-DYT | 2001 | B | 2001 | 2000 |  | 2019-04-01 | 2958465 |  |  | 001 | 001 |  |  | 2019-07-31 | 06090583 | 2019-07-31 | 06090583 | Day Tank | INST
R | VJ-T-204 |  | ADDITIVE VESSEL FOR SYLANE A187 | VESSEL | PRP | MEC | MEC |  | 2010011060 | JSWPL-VJN-RMH-DYT | 2001 | B | 2001 | 2000 |  | 2019-04-01 | 2958465 |  |  | 001 | 001 |  |  | 2019-07-31 | 06090583 | 2019-07-31 | 06090583 | Day Tank | INST
R | VJ-T-205 |  | ADDITIVE VESSEL FOR ACRYSOLE RM2020 | VESSEL | PRP | MEC | MEC |  | 2010011060 | JSWPL-VJN-RMH-DYT | 2001 | B | 2001 | 2000 |  | 2019-04-01 | 2958465 |  |  | 001 | 001 |  |  | 2019-07-31 | 06090583 | 2019-07-31 | 06090583 | Day Tank | INST
R | VJ-T-206 |  | ADDITIVE VESSEL FOR BUTYL DIGLYCOL | VESSEL | PRP | MEC | MEC |  | 2010011060 | JSWPL-VJN-RMH-DYT | 2001 | B | 2001 | 2000 |  | 2019-04-01 | 2958465 |  |  | 001 | 001 |  |  | 2019-07-31 | 06090583 | 2019-07-31 | 06090583 | Day Tank | INST
R | VJ-T-207 |  | ADDITIVE VESSEL FOR HALOX 515 | VESSEL | PRP | MEC | MEC |  | 2010011060 | JSWPL-VJN-RMH-DYT | 2001 | B | 2001 | 2000 |  | 2019-04-01 | 2958465 |  |  | 001 | 001 |  |  | 2019-07-31 | 06090583 | 2019-07-31 | 06090583 | Day Tank | INST
R | VJ-T-208 |  | ADDITIVE VESSEL FOR POLYPHASE AF3 | VESSEL | PRP | MEC | MEC |  | 2010011060 | JSWPL-VJN-RMH-DYT | 2001 | B | 2001 | 2000 |  | 2019-04-01 | 2958465 |  |  | 001 | 001 |  |  | 2019-07-31 | 06090583 | 2019-07-31 | 06090583 | Day Tank | INST
R | VJ-T-300A |  | RAW WATER STORAGE TANK-FIRE WATER-1 | VESSEL | UTY | MEC | MEC |  | 2010011220 | JSWPL-VJN-RMH-PWT | 2001 | A | 2001 | 2000 |  | 2019-04-01 | 2958465 |  |  | 001 | 001 |  |  | 2019-07-31 | 06090583 | 2019-07-31 | 06090583 | Process Water | INST
R | VJ-T-300B |  | RAW WATER STORAGE TANK-FIRE WATER-2 | VESSEL | UTY | MEC | MEC |  | 2010011220 | JSWPL-VJN-RMH-PWT | 2001 | A | 2001 | 2000 |  | 2019-04-01 | 2958465 |  |  | 001 | 001 |  |  | 2019-07-31 | 06090583 | 2019-07-31 | 06090583 | Process Water | INST
R | VJ-T-300C |  | RAW WATER STORAGE TANK-TO PROCESS | VESSEL | UTY | MEC | MEC |  | 2010011220 | JSWPL-VJN-RMH-PWT | 2001 | B | 2001 | 2000 |  | 2019-04-01 | 2958465 |  |  | 001 | 001 |  |  | 2019-07-31 | 06090583 | 2019-07-31 | 06090583 | Process Water | INST
R | VJ-T-300D |  | RAW WATER STORAGE TANK-DOMESTIC WATER | VESSEL | UTY | MEC | MEC |  | 2010011220 | JSWPL-VJN-RMH-PWT | 2001 | B | 2001 | 2000 |  | 2019-04-01 | 2958465 |  |  | 001 | 001 |  |  | 2019-07-31 | 06090583 | 2019-07-31 | 06090583 | Process Water | INST
R | VJ-T-3110 |  | ADDITIVES CHARGING VESSEL | VESSEL | PRP | MEC | MEC |  | 2010011060 | JSWPL-VJN-RMH-DYT | 2001 | B | 2001 | 2000 |  | 2019-04-01 | 2958465 |  |  | 001 | 001 |  |  | 2019-07-31 | 06090583 | 2019-07-31 | 06090583 | Day Tank | INST
R | VJ-T-3120 |  | ADDITIVES CHARGING VESSEL | VESSEL | PRP | MEC | MEC |  | 2010011060 | JSWPL-VJN-RMH-DYT | 2001 | B | 2001 | 2000 |  | 2019-04-01 | 2958465 |  |  | 001 | 001 |  |  | 2019-07-31 | 06090583 | 2019-07-31 | 06090583 | Day Tank | INST
R | VJ-T-3130 |  | ADDITIVES CHARGING VESSEL | VESSEL | PRP | MEC | MEC |  | 2010011060 | JSWPL-VJN-RMH-DYT | 2001 | B | 2001 | 2000 |  | 2019-04-01 | 2958465 |  |  | 001 | 001 |  |  | 2019-07-31 | 06090583 | 2019-07-31 | 06090583 | Day Tank | INST
R | VJ-T-3140 |  | ADDITIVES DOSING VESSEL | VESSEL | PRP | MEC | MEC |  | 2010011060 | JSWPL-VJN-RMH-DYT | 2001 | B | 2001 | 2000 |  | 2019-04-01 | 2958465 |  |  | 001 | 001 |  |  | 2019-07-31 | 06090583 | 2019-07-31 | 06090583 | Day Tank | INST
R | VJ-T-3150 |  | ADDITIVES DOSING VESSEL | VESSEL | PRP | MEC | MEC |  | 2010011060 | JSWPL-VJN-RMH-DYT | 2001 | B | 2001 | 2000 |  | 2019-04-01 | 2958465 |  |  | 001 | 001 |  |  | 2019-07-31 | 06090583 | 2019-07-31 | 06090583 | Day Tank | INST
R | VJ-T-3160 |  | DPV FOR WHITE WASH WATER | VESSEL | PRP | MEC | MEC |  | 2010011060 | JSWPL-VJN-RMH-DYT | 2001 | B | 2001 | 2000 |  | 2019-04-01 | 2958465 |  |  | 001 | 001 |  |  | 2019-07-31 | 06090583 | 2019-07-31 | 06090583 | Day Tank | INST
R | VJ-T-3161 |  | DPV FOR WHITE WASH WATER | VESSEL | PRP | MEC | MEC |  | 2010011060 | JSWPL-VJN-RMH-DYT | 2001 | B | 2001 | 2000 |  | 2019-04-01 | 2958465 |  |  | 001 | 001 |  |  | 2019-07-31 | 06090583 | 2019-07-31 | 06090583 | Day Tank | INST
R | VJ-T-3162 |  | DPV FOR WHITE WASH WATER | VESSEL | PRP | MEC | MEC |  | 2010011060 | JSWPL-VJN-RMH-DYT | 2001 | B | 2001 | 2000 |  | 2019-04-01 | 2958465 |  |  | 001 | 001 |  |  | 2019-07-31 | 06090583 | 2019-07-31 | 06090583 | Day Tank | INST
R | VJ-T-3163 |  | DPV FOR WHITE WASH WATER | VESSEL | PRP | MEC | MEC |  | 2010011060 | JSWPL-VJN-RMH-DYT | 2001 | B | 2001 | 2000 |  | 2019-04-01 | 2958465 |  |  | 001 | 001 |  |  | 2019-07-31 | 06090583 | 2019-07-31 | 06090583 | Day Tank | INST
R | VJ-T-3164 |  | DPV FOR WHITE WASH WATER | VESSEL | PRP | MEC | MEC |  | 2010011060 | JSWPL-VJN-RMH-DYT | 2001 | B | 2001 | 2000 |  | 2019-04-01 | 2958465 |  |  | 001 | 001 |  |  | 2019-07-31 | 06090583 | 2019-07-31 | 06090583 | Day Tank | INST
R | VJ-T-3165 |  | DPV FOR WHITE WASH WATER | VESSEL | PRP | MEC | MEC |  | 2010011060 | JSWPL-VJN-RMH-DYT | 2001 | B | 2001 | 2000 |  | 2019-04-01 | 2958465 |  |  | 001 | 001 |  |  | 2019-07-31 | 06090583 | 2019-07-31 | 06090583 | Day Tank | INST
R | VJ-T-3166 |  | DPV FOR WHITE WASH WATER | VESSEL | PRP | MEC | MEC |  | 2010011060 | JSWPL-VJN-RMH-DYT | 2001 | B | 2001 | 2000 |  | 2019-04-01 | 2958465 |  |  | 001 | 001 |  |  | 2019-07-31 | 06090583 | 2019-07-31 | 06090583 | Day Tank | INST
R | VJ-T-3167 |  | DPV FOR WHITE WASH WATER | VESSEL | PRP | MEC | MEC |  | 2010011060 | JSWPL-VJN-RMH-DYT | 2001 | B | 2001 | 2000 |  | 2019-04-01 | 2958465 |  |  | 001 | 001 |  |  | 2019-07-31 | 06090583 | 2019-07-31 | 06090583 | Day Tank | INST
R | VJ-T-3168 |  | DPV FOR WHITE WASH WATER | VESSEL | PRP | MEC | MEC |  | 2010011060 | JSWPL-VJN-RMH-DYT | 2001 | B | 2001 | 2000 |  | 2019-04-01 | 2958465 |  |  | 001 | 001 |  |  | 2019-07-31 | 06090583 | 2019-07-31 | 06090583 | Day Tank | INST
R | VJ-T-3169 |  | COLLECTION VESSEL FOR WHITE WASH WATER | VESSEL | PRP | MEC | MEC |  | 2010011060 | JSWPL-VJN-RMH-DYT | 2001 | B | 2001 | 2000 |  | 2019-04-01 | 2958465 |  |  | 001 | 001 |  |  | 2019-07-31 | 06090583 | 2019-07-31 | 06090583 | Day Tank | INST
R | VJ-T-3170 |  | COLLECTION VESSEL FOR COLOUR WASH WATER | VESSEL | PRP | MEC | MEC |  | 2010011060 | JSWPL-VJN-RMH-DYT | 2001 | B | 2001 | 2000 |  | 2019-04-01 | 2958465 |  |  | 001 | 001 |  |  | 2019-07-31 | 06090583 | 2019-07-31 | 06090583 | Day Tank | INST
R | VJ-T-3171 |  | DPV FOR WHITE WASH WATER | VESSEL | PRP | MEC | MEC |  | 2010011060 | JSWPL-VJN-RMH-DYT | 2001 | B | 2001 | 2000 |  | 2019-04-01 | 2958465 |  |  | 001 | 001 |  |  | 2019-07-31 | 06090583 | 2019-07-31 | 06090583 | Day Tank | INST
R | VJ-T-3174 |  | DPV FOR COLOUR WASH WATER | VESSEL | PRP | MEC | MEC |  | 2010011060 | JSWPL-VJN-RMH-DYT | 2001 | B | 2001 | 2000 |  | 2019-04-01 | 2958465 |  |  | 001 | 001 |  |  | 2019-07-31 | 06090583 | 2019-07-31 | 06090583 | Day Tank | INST
R | VJ-T-3175 |  | DPV FOR COLOUR WASH WATER | VESSEL | PRP | MEC | MEC |  | 2010011060 | JSWPL-VJN-RMH-DYT | 2001 | B | 2001 | 2000 |  | 2019-04-01 | 2958465 |  |  | 001 | 001 |  |  | 2019-07-31 | 06090583 | 2019-07-31 | 06090583 | Day Tank | INST
R | VJ-T-3176 |  | DPV FOR COLOUR WASH WATER | VESSEL | PRP | MEC | MEC |  | 2010011060 | JSWPL-VJN-RMH-DYT | 2001 | B | 2001 | 2000 |  | 2019-04-01 | 2958465 |  |  | 001 | 001 |  |  | 2019-07-31 | 06090583 | 2019-07-31 | 06090583 | Day Tank | INST
R | VJ-T-CA-1 |  | AIR RECEIVER - MAIN | VESSEL | UTY | MEC | MEC |  | 2010011220 | JSWPL-VJN-UTL-COM | 2001 | B | 2001 | 2000 |  | 2019-04-01 | 2958465 |  |  | 001 | 001 |  |  | 2019-07-31 | 06090583 | 2019-07-31 | 06090583 | Compressor | INST
R | VJ-T-CA-2 |  | AIR RECEIVER - RMG | VESSEL | RSI | MEC | MEC |  | 2010011220 | JSWPL-VJN-UTL-COM | 2001 | B | 2001 | 2000 |  | 2019-04-01 | 2958465 |  |  | 001 | 001 |  |  | 2019-07-31 | 06090583 | 2019-07-31 | 06090583 | Compressor | INST
R | VJ-T-CA-3 |  | AIR RECEIVER - PR1 | VESSEL | RSI | MEC | MEC |  | 2010011220 | JSWPL-VJN-UTL-COM | 2001 | B | 2001 | 2000 |  | 2019-04-01 | 2958465 |  |  | 001 | 001 |  |  | 2019-07-31 | 06090583 | 2019-07-31 | 06090583 | Compressor | INST
R | VJ-T-CA-4 |  | AIR RECEIVER - PR2 | VESSEL | RSI | MEC | MEC |  | 2010011220 | JSWPL-VJN-UTL-COM | 2001 | B | 2001 | 2000 |  | 2019-04-01 | 2958465 |  |  | 001 | 001 |  |  | 2019-07-31 | 06090583 | 2019-07-31 | 06090583 | Compressor | INST
R | VJ-T-CA-5 |  | AIR RECEIVER - PR3 | VESSEL | RSI | MEC | MEC |  | 2010011220 | JSWPL-VJN-UTL-COM | 2001 | B | 2001 | 2000 |  | 2019-04-01 | 2958465 |  |  | 001 | 001 |  |  | 2019-07-31 | 06090583 | 2019-07-31 | 06090583 | Compressor | INST
R | VJ-T-CA-6 |  | AIR RECEIVER - SILO | VESSEL | RSI | MEC | MEC |  | 2010011220 | JSWPL-VJN-UTL-COM | 2001 | B | 2001 | 2000 |  | 2019-04-01 | 2958465 |  |  | 001 | 001 |  |  | 2019-07-31 | 06090583 | 2019-07-31 | 06090583 | Compressor | INST
R | VJ-T-HW101 |  | HIGH PRESSURE WATER TANK | VESSEL | PRP | MEC | MEC |  | 2010011220 | JSWPL-VJN-UTL | 2001 | B | 2001 | 2000 |  | 2019-04-01 | 2958465 |  |  | 001 | 001 |  |  | 2019-07-31 | 06090583 | 2019-07-31 | 06090583 | Utility section | INST
W | VJ-TI-101 |  | TEMPERATURE TRANSMITTER OF VJ-TI-101 | TT | ETP | INS | INS |  | 2010011350 | JSWPL-VJN-UTL-ETP | 2001 | A | 2001 | 2000 |  | 2019-08-01 | 2958465 |  |  | 001 | 001 |  |  | 2023-03-20 | ACCPMSUP02 | 2023-03-20 | ACCPMSUP02 | ETP | INST
W | VJ-TI-102 |  | TEMPERATURE TRANSMITTER OF VJ-TI-102 | TT | ETP | INS | INS |  | 2010011350 | JSWPL-VJN-UTL-ETP | 2001 | A | 2001 | 2000 |  | 2019-08-01 | 2958465 |  |  | 001 | 001 |  |  | 2023-03-20 | ACCPMSUP02 | 2023-03-20 | ACCPMSUP02 | ETP | INST
W | VJ-TI-103 |  | TEMPERATURE TRANSMITTER OF VJ-TI-103 | TT | ETP | INS | INS |  | 2010011350 | JSWPL-VJN-UTL-ETP | 2001 | A | 2001 | 2000 |  | 2019-08-01 | 2958465 |  |  | 001 | 001 |  |  | 2023-03-20 | ACCPMSUP02 | 2023-03-20 | ACCPMSUP02 | ETP | INST
W | VJ-TI-104 |  | TEMPERATURE TRANSMITTER OF VJ-TI-104 | TT | ETP | INS | INS |  | 2010011350 | JSWPL-VJN-UTL-ETP | 2001 | A | 2001 | 2000 |  | 2019-08-01 | 2958465 |  |  | 001 | 001 |  |  | 2023-03-20 | ACCPMSUP02 | 2023-03-20 | ACCPMSUP02 | ETP | INST
W | VJ-TI-105 |  | TEMPERATURE TRANSMITTER OF VJ-TI-105 | TT | ETP | INS | INS |  | 2010011350 | JSWPL-VJN-UTL-ETP | 2001 | A | 2001 | 2000 |  | 2019-08-01 | 2958465 |  |  | 001 | 001 |  |  | 2023-03-20 | ACCPMSUP02 | 2023-03-20 | ACCPMSUP02 | ETP | INST
W | VJ-TI-106 |  | TEMPERATURE TRANSMITTER OF VJ-TI-106 | TT | ETP | INS | INS |  | 2010011350 | JSWPL-VJN-UTL-ETP | 2001 | A | 2001 | 2000 |  | 2019-08-01 | 2958465 |  |  | 001 | 001 |  |  | 2023-03-20 | ACCPMSUP02 | 2023-03-20 | ACCPMSUP02 | ETP | INST
W | VJ-TI-107 |  | TEMPERATURE TRANSMITTER OF VJ-TI-107 | TT | ETP | INS | INS |  | 2010011350 | JSWPL-VJN-UTL-ETP | 2001 | A | 2001 | 2000 |  | 2019-08-01 | 2958465 |  |  | 001 | 001 |  |  | 2023-03-20 | ACCPMSUP02 | 2023-03-20 | ACCPMSUP02 | ETP | INST
W | VJ-TI-108 |  | TEMPERATURE TRANSMITTER OF VJ-TI-108 | TT | ETP | INS | INS |  | 2010011350 | JSWPL-VJN-UTL-ETP | 2001 | A | 2001 | 2000 |  | 2019-08-01 | 2958465 |  |  | 001 | 001 |  |  | 2023-03-20 | ACCPMSUP02 | 2023-03-20 | ACCPMSUP02 | ETP | INST
W | VJ-TIC010-08 |  | TEMPERATURE TRANSMITTER OF TIC010 | TT | RSI | INS | INS |  | 2010011310 | JSWPL-VJN-RMH | 2001 | A | 2001 | 2000 |  | 2019-08-01 | 2958465 |  |  | 001 | 001 |  |  | 2023-03-20 | ACCPMSUP02 | 2023-03-20 | ACCPMSUP02 | RM Handling | INST
W | VJ-TIC011-08 |  | TEMPERATURE TRANSMITTER OF TIC011 | TT | RSI | INS | INS |  | 2010011310 | JSWPL-VJN-RMH | 2001 | A | 2001 | 2000 |  | 2019-08-01 | 2958465 |  |  | 001 | 001 |  |  | 2023-03-20 | ACCPMSUP02 | 2023-03-20 | ACCPMSUP02 | RM Handling | INST
W | VJ-TIT-PC01-03 |  | TEMPERATURE TRANSMITTER OF PC01 BLOWER | TT | RSI | INS | INS |  | 2010011310 | JSWPL-VJN-RMH | 2001 | A | 2001 | 2000 |  | 2019-08-01 | 2958465 |  |  | 001 | 001 |  |  | 2023-03-20 | ACCPMSUP02 | 2023-03-20 | ACCPMSUP02 | RM Handling | INST
W | VJ-TIT-PC02-03 |  | TEMPERATURE TRANSMITTER OF PC02 BLOWER | TT | RSI | INS | INS |  | 2010011310 | JSWPL-VJN-RMH | 2001 | A | 2001 | 2000 |  | 2019-08-01 | 2958465 |  |  | 001 | 001 |  |  | 2023-03-20 | ACCPMSUP02 | 2023-03-20 | ACCPMSUP02 | RM Handling | INST
W | VJ-TIT-PC03-03 |  | TEMPERATURE TRANSMITTER OF PC03 BLOWER | TT | RSI | INS | INS |  | 2010011310 | JSWPL-VJN-RMH | 2001 | A | 2001 | 2000 |  | 2019-08-01 | 2958465 |  |  | 001 | 001 |  |  | 2023-03-20 | ACCPMSUP02 | 2023-03-20 | ACCPMSUP02 | RM Handling | INST
W | VJ-TIT-PC04-03 |  | TEMPERATURE TRANSMITTER OF PC04 BLOWER | TT | RSI | INS | INS |  | 2010011310 | JSWPL-VJN-RMH | 2001 | A | 2001 | 2000 |  | 2019-08-01 | 2958465 |  |  | 001 | 001 |  |  | 2023-03-20 | ACCPMSUP02 | 2023-03-20 | ACCPMSUP02 | RM Handling | INST
W | VJ-TIT-PC05-03 |  | TEMPERATURE TRANSMITTER OF PC05 BLOWER | TT | RSI | INS | INS |  | 2010011310 | JSWPL-VJN-RMH | 2001 | A | 2001 | 2000 |  | 2019-08-01 | 2958465 |  |  | 001 | 001 |  |  | 2023-03-20 | ACCPMSUP02 | 2023-03-20 | ACCPMSUP02 | RM Handling | INST
W | VJ-TIT-PC06-03 |  | TEMPERATURE TRANSMITTER OF PC06 BLOWER | TT | RSI | INS | INS |  | 2010011310 | JSWPL-VJN-RMH | 2001 | A | 2001 | 2000 |  | 2019-08-01 | 2958465 |  |  | 001 | 001 |  |  | 2023-03-20 | ACCPMSUP02 | 2023-03-20 | ACCPMSUP02 | RM Handling | INST
W | VJ-TIT-PC07-03 |  | TEMPERATURE TRANSMITTER OF PC07 BLOWER | TT | RSI | INS | INS |  | 2010011310 | JSWPL-VJN-RMH | 2001 | A | 2001 | 2000 |  | 2019-08-01 | 2958465 |  |  | 001 | 001 |  |  | 2023-03-20 | ACCPMSUP02 | 2023-03-20 | ACCPMSUP02 | RM Handling | INST
W | VJ-TIT-PC08-03 |  | TEMPERATURE TRANSMITTER OF PC08 BLOWER | TT | RSI | INS | INS |  | 2010011310 | JSWPL-VJN-RMH | 2001 | A | 2001 | 2000 |  | 2019-08-01 | 2958465 |  |  | 001 | 001 |  |  | 2023-03-20 | ACCPMSUP02 | 2023-03-20 | ACCPMSUP02 | RM Handling | INST
W | VJ-TIT-PC09-03 |  | TEMPERATURE TRANSMITTER OF PC09 BLOWER | TT | RSI | INS | INS |  | 2010011310 | JSWPL-VJN-RMH | 2001 | A | 2001 | 2000 |  | 2019-08-01 | 2958465 |  |  | 001 | 001 |  |  | 2023-03-20 | ACCPMSUP02 | 2023-03-20 | ACCPMSUP02 | RM Handling | INST
W | VJ-TIT-PC10-03 |  | TEMPERATURE TRANSMITTER OF PC10 BLOWER | TT | RSI | INS | INS |  | 2010011310 | JSWPL-VJN-RMH | 2001 | A | 2001 | 2000 |  | 2019-08-01 | 2958465 |  |  | 001 | 001 |  |  | 2023-03-20 | ACCPMSUP02 | 2023-03-20 | ACCPMSUP02 | RM Handling | INST
N | VJ-TRAFO-01 |  | TRANSFORMER-1 | TRAFO | UTY | ELE | ELE |  | 2010011300 | JSWPL-VJN-UTL-PDS | 2001 | B | 2001 | 2000 |  | 2019-04-01 | 2958465 |  |  | 001 | 001 |  |  | 2019-07-31 | 06090583 | 2019-07-31 | 06090583 | Power Distribution System | INST
N | VJ-TRAFO-02 |  | TRANSFORMER-2 | TRAFO | UTY | ELE | ELE |  | 2010011300 | JSWPL-VJN-UTL-PDS | 2001 | B | 2001 | 2000 |  | 2019-04-01 | 2958465 |  |  | 001 | 001 |  |  | 2019-07-31 | 06090583 | 2019-07-31 | 06090583 | Power Distribution System | INST
N | VJ-TRAFO-03 |  | TRANSFORMER-3 | TRAFO | UTY | ELE | ELE |  | 2010011300 | JSWPL-VJN-UTL-PDS | 2001 | B | 2001 | 2000 |  | 2019-04-01 | 2958465 |  |  | 001 | 001 |  |  | 2019-07-31 | 06090583 | 2019-07-31 | 06090583 | Power Distribution System | INST
R | VJ-TSD-101 |  | TWIN SHAFT DISPERSER - 10KL | MIXER | PRP | MEC | MEC |  | 2010011170 | JSWPL-VJN-PRC-DIS | 2001 | B | 2001 | 2000 |  | 2019-04-01 | 2958465 |  |  | 001 | 001 |  |  | 2019-07-30 | 06090583 | 2019-07-30 | 06090583 | Dispersion section | INST
R | VJ-TSD-102 |  | TWIN SHAFT DISPERSER - 10KL | MIXER | PRP | MEC | MEC |  | 2010011170 | JSWPL-VJN-PRC-DIS | 2001 | B | 2001 | 2000 |  | 2019-04-01 | 2958465 |  |  | 001 | 001 |  |  | 2019-07-30 | 06090583 | 2019-07-30 | 06090583 | Dispersion section | INST
R | VJ-TSD-103 |  | TWIN SHAFT DISPERSER - 5KL | MIXER | PRP | MEC | MEC |  | 2010011170 | JSWPL-VJN-PRC-DIS | 2001 | B | 2001 | 2000 |  | 2019-04-01 | 2958465 |  |  | 001 | 001 |  |  | 2019-07-30 | 06090583 | 2019-07-30 | 06090583 | Dispersion section | INST
R | VJ-TSD-104 |  | TWIN SHAFT DISPERSER - 5KL | MIXER | PRP | MEC | MEC |  | 2010011170 | JSWPL-VJN-PRC-DIS | 2001 | B | 2001 | 2000 |  | 2019-04-01 | 2958465 |  |  | 001 | 001 |  |  | 2019-07-30 | 06090583 | 2019-07-30 | 06090583 | Dispersion section | INST
R | VJ-TSD-105 |  | TWIN SHAFT DISPERSER - 3KL | MIXER | PRP | MEC | MEC |  | 2010011170 | JSWPL-VJN-PRC-DIS | 2001 | B | 2001 | 2000 |  | 2019-04-01 | 2958465 |  |  | 001 | 001 |  |  | 2019-07-30 | 06090583 | 2019-07-30 | 06090583 | Dispersion section | INST
W | VJ-TSD101-CMR |  | CAMERA OF TSD01 | CAMERA | PRP | INS | INS |  | 2010011370 | JSWPL-VJN-PRC-DIS | 2001 | A | 2001 | 2000 |  | 2019-08-01 | 2958465 |  |  | 001 | 001 |  |  | 2023-03-20 | ACCPMSUP02 | 2023-03-20 | ACCPMSUP02 | Dispersion section | INST
W | VJ-TSD101-HMI |  | HMI OF TSD01 | HMI | PRP | INS | INS |  | 2010011370 | JSWPL-VJN-PRC-DIS | 2001 | A | 2001 | 2000 |  | 2019-08-01 | 2958465 |  |  | 001 | 001 |  |  | 2023-03-20 | ACCPMSUP02 | 2023-03-20 | ACCPMSUP02 | Dispersion section | INST
W | VJ-TSD102-CMR |  | CAMERA OF TSD02 | CAMERA | PRP | INS | INS |  | 2010011370 | JSWPL-VJN-PRC-DIS | 2001 | A | 2001 | 2000 |  | 2019-08-01 | 2958465 |  |  | 001 | 001 |  |  | 2023-03-20 | ACCPMSUP02 | 2023-03-20 | ACCPMSUP02 | Dispersion section | INST
W | VJ-TSD102-HMI |  | HMI OF TSD02 | HMI | PRP | INS | INS |  | 2010011370 | JSWPL-VJN-PRC-DIS | 2001 | A | 2001 | 2000 |  | 2019-08-01 | 2958465 |  |  | 001 | 001 |  |  | 2023-03-20 | ACCPMSUP02 | 2023-03-20 | ACCPMSUP02 | Dispersion section | INST
W | VJ-TSD103-CMR |  | CAMERA OF TSD03 | CAMERA | PRP | INS | INS |  | 2010011370 | JSWPL-VJN-PRC-DIS | 2001 | A | 2001 | 2000 |  | 2019-08-01 | 2958465 |  |  | 001 | 001 |  |  | 2023-03-20 | ACCPMSUP02 | 2023-03-20 | ACCPMSUP02 | Dispersion section | INST
W | VJ-TSD103-HMI |  | HMI OF TSD03 | HMI | PRP | INS | INS |  | 2010011370 | JSWPL-VJN-PRC-DIS | 2001 | A | 2001 | 2000 |  | 2019-08-01 | 2958465 |  |  | 001 | 001 |  |  | 2023-03-20 | ACCPMSUP02 | 2023-03-20 | ACCPMSUP02 | Dispersion section | INST
W | VJ-TSD104-CMR |  | CAMERA OF TSD04 | CAMERA | PRP | INS | INS |  | 2010011370 | JSWPL-VJN-PRC-DIS | 2001 | A | 2001 | 2000 |  | 2019-08-01 | 2958465 |  |  | 001 | 001 |  |  | 2023-03-20 | ACCPMSUP02 | 2023-03-20 | ACCPMSUP02 | Dispersion section | INST
W | VJ-TSD104-HMI |  | HMI OF TSD04 | HMI | PRP | INS | INS |  | 2010011370 | JSWPL-VJN-PRC-DIS | 2001 | A | 2001 | 2000 |  | 2019-08-01 | 2958465 |  |  | 001 | 001 |  |  | 2023-03-20 | ACCPMSUP02 | 2023-03-20 | ACCPMSUP02 | Dispersion section | INST
W | VJ-TSD105-CMR |  | CAMERA OF TSD05 | CAMERA | PRP | INS | INS |  | 2010011370 | JSWPL-VJN-PRC-DIS | 2001 | A | 2001 | 2000 |  | 2019-08-01 | 2958465 |  |  | 001 | 001 |  |  | 2023-03-20 | ACCPMSUP02 | 2023-03-20 | ACCPMSUP02 | Dispersion section | INST
W | VJ-TSD105-HMI |  | HMI OF TSD05 | HMI | PRP | INS | INS |  | 2010011370 | JSWPL-VJN-PRC-DIS | 2001 | A | 2001 | 2000 |  | 2019-08-01 | 2958465 |  |  | 001 | 001 |  |  | 2023-03-20 | ACCPMSUP02 | 2023-03-20 | ACCPMSUP02 | Dispersion section | INST
W | VJ-TT-P-BL-109 |  | TEMPERATURE TRANSMITTER OF BLENDER-109 |  | PRP | INS | INS |  | 2010011320 | JSWPL-VJN-PRC-BLE | 2001 | A | 2001 | 2000 |  | 2025-01-15 | 2958465 |  |  | 001 | 001 |  |  | 2025-01-21 | ACCPMSUP05 | 2025-01-21 | ACCPMSUP05 | Blender Section | INST
W | VJ-TT-P-BL-110 |  | TEMPERATURE TRANSMITTER OF BLENDER-110 |  | PRP | INS | INS |  | 2010011320 | JSWPL-VJN-PRC-BLE | 2001 | A | 2001 | 2000 |  | 2025-01-15 | 2958465 |  |  | 001 | 001 |  |  | 2025-01-21 | ACCPMSUP05 | 2025-01-21 | ACCPMSUP05 | Blender Section | INST
W | VJ-TT-P-BL-111 |  | TEMPERATURE TRANSMITTER OF BLENDER-111 |  | PRP | INS | INS |  | 2010011320 | JSWPL-VJN-PRC-BLE | 2001 | A | 2001 | 2000 |  | 2025-01-15 | 2958465 |  |  | 001 | 001 |  |  | 2025-01-21 | ACCPMSUP05 | 2025-01-21 | ACCPMSUP05 | Blender Section | INST
W | VJ-TT-P-BL-112 |  | TEMPERATURE TRANSMITTER OF BLENDER-112 |  | PRP | INS | INS |  | 2010011320 | JSWPL-VJN-PRC-BLE | 2001 | A | 2001 | 2000 |  | 2025-01-15 | 2958465 |  |  | 001 | 001 |  |  | 2025-01-21 | ACCPMSUP05 | 2025-01-21 | ACCPMSUP05 | Blender Section | INST
W | VJ-TT-P-BL-115 |  | TEMPERATURE TRANSMITTER OF BLENDER-115 |  | PRP | INS | INS |  | 2010011320 | JSWPL-VJN-PRC-BLE | 2001 | A | 2001 | 2000 |  | 2025-01-15 | 2958465 |  |  | 001 | 001 |  |  | 2025-01-21 | ACCPMSUP05 | 2025-01-21 | ACCPMSUP05 | Blender Section | INST
W | VJ-TT-P-BL-116 |  | TEMPERATURE TRANSMITTER OF BLENDER-116 |  | PRP | INS | INS |  | 2010011320 | JSWPL-VJN-PRC-BLE | 2001 | A | 2001 | 2000 |  | 2025-01-15 | 2958465 |  |  | 001 | 001 |  |  | 2025-01-21 | ACCPMSUP05 | 2025-01-21 | ACCPMSUP05 | Blender Section | INST
W | VJ-TT-P-BL-117 |  | TEMPERATURE TRANSMITTER OF BLENDER-117 |  | PRP | INS | INS |  | 2010011320 | JSWPL-VJN-PRC-BLE | 2001 | A | 2001 | 2000 |  | 2025-01-15 | 2958465 |  |  | 001 | 001 |  |  | 2025-01-21 | ACCPMSUP05 | 2025-01-21 | ACCPMSUP05 | Blender Section | INST
W | VJ-TT-P-BL-118 |  | TEMPERATURE TRANSMITTER OF BLENDER-118 |  | PRP | INS | INS |  | 2010011320 | JSWPL-VJN-PRC-BLE | 2001 | A | 2001 | 2000 |  | 2025-01-15 | 2958465 |  |  | 001 | 001 |  |  | 2025-01-21 | ACCPMSUP05 | 2025-01-21 | ACCPMSUP05 | Blender Section | INST
W | VJ-TT-PC-10-03 |  | TEMPERATURE TRANSMITTER OF BLOWER PC10 | TT | PRP | INS | INS |  | 2010011080 | JSWPL-VJN-RMH-RMG-ATX | 2001 | A | 2001 | 2000 |  | 2019-06-01 | 2958465 |  |  | 001 | 001 |  |  | 2020-06-17 | 06090583 | 2020-06-17 | 06090583 | Atex System & Medium component handling | INST
W | VJ-TT-TSD-101 |  | TEMPERATURE TRANSMITTER OF TSD-101 | TT | PRP | INS | INS |  | 2010011310 | JSWPL-VJN-PRC-DIS | 2001 | A | 2001 | 2000 |  | 2019-06-01 | 2958465 |  |  | 001 | 001 |  |  | 2020-06-17 | 06090583 | 2020-06-17 | 06090583 | Dispersion section | INST
W | VJ-TT-TSD-102 |  | TEMPERATURE TRANSMITTER OF TSD-102 | TT | PRP | INS | INS |  | 2010011310 | JSWPL-VJN-PRC-DIS | 2001 | A | 2001 | 2000 |  | 2019-06-01 | 2958465 |  |  | 001 | 001 |  |  | 2020-06-17 | 06090583 | 2020-06-17 | 06090583 | Dispersion section | INST
W | VJ-TT-TSD-103 |  | TEMPERATURE TRANSMITTER OF TSD-103 | TT | PRP | INS | INS |  | 2010011310 | JSWPL-VJN-PRC-DIS | 2001 | A | 2001 | 2000 |  | 2019-06-01 | 2958465 |  |  | 001 | 001 |  |  | 2020-06-17 | 06090583 | 2020-06-17 | 06090583 | Dispersion section | INST
W | VJ-TT-TSD-104 |  | TEMPERATURE TRANSMITTER OF TSD-104 | TT | PRP | INS | INS |  | 2010011310 | JSWPL-VJN-PRC-DIS | 2001 | A | 2001 | 2000 |  | 2019-06-01 | 2958465 |  |  | 001 | 001 |  |  | 2020-06-17 | 06090583 | 2020-06-17 | 06090583 | Dispersion section | INST
W | VJ-TT-TSD-105 |  | TEMPERATURE TRANSMITTER OF TSD-105 | TT | PRP | INS | INS |  | 2010011310 | JSWPL-VJN-PRC-DIS | 2001 | A | 2001 | 2000 |  | 2019-06-01 | 2958465 |  |  | 001 | 001 |  |  | 2020-06-17 | 06090583 | 2020-06-17 | 06090583 | Dispersion section | INST
R | VJ-TV-101 |  | ADDITIVE VESSEL FOR INDOFIL 731 | VESSEL | PRP | MEC | MEC |  | 2010011060 | JSWPL-VJN-RMH-DYT | 2001 | B | 2001 | 2000 |  | 2019-04-01 | 2958465 |  |  | 001 | 001 |  |  | 2019-07-31 | 06090583 | 2019-07-31 | 06090583 | Day Tank | INST
R | VJ-TV-122 |  | ADDITIVE VESSEL FOR TEXANOL-VENDOR-1 | VESSEL | PRP | MEC | MEC |  | 2010011060 | JSWPL-VJN-RMH-DYT | 2001 | B | 2001 | 2000 |  | 2019-04-01 | 2958465 |  |  | 001 | 001 |  |  | 2019-07-31 | 06090583 | 2019-07-31 | 06090583 | Day Tank | INST
R | VJ-TV-123 |  | ADDITIVE VESSEL FOR TEXANOL-VENDOR-2 | VESSEL | PRP | MEC | MEC |  | 2010011060 | JSWPL-VJN-RMH-DYT | 2001 | B | 2001 | 2000 |  | 2019-04-01 | 2958465 |  |  | 001 | 001 |  |  | 2019-07-31 | 06090583 | 2019-07-31 | 06090583 | Day Tank | INST
R | VJ-TV-124 |  | ADDITIVE VESSEL FOR OE-300 VENDOR-1 | VESSEL | PRP | MEC | MEC |  | 2010011060 | JSWPL-VJN-RMH-DYT | 2001 | B | 2001 | 2000 |  | 2019-04-01 | 2958465 |  |  | 001 | 001 |  |  | 2019-07-31 | 06090583 | 2019-07-31 | 06090583 | Day Tank | INST
R | VJ-TV-125 |  | ADDITIVE VESSEL FOR OE-300 VENDOR-2 | VESSEL | PRP | MEC | MEC |  | 2010011060 | JSWPL-VJN-RMH-DYT | 2001 | B | 2001 | 2000 |  | 2019-04-01 | 2958465 |  |  | 001 | 001 |  |  | 2019-07-31 | 06090583 | 2019-07-31 | 06090583 | Day Tank | INST
R | VJ-TV-126 |  | ADDITIVE VESSEL FOR PROPYLENE GLYLOL | VESSEL | PRP | MEC | MEC |  | 2010011060 | JSWPL-VJN-RMH-DYT | 2001 | B | 2001 | 2000 |  | 2019-04-01 | 2958465 |  |  | 001 | 001 |  |  | 2019-07-31 | 06090583 | 2019-07-31 | 06090583 | Day Tank | INST
R | VJ-TV-127 |  | ADDITIVE VESSEL FOR TRI ETHYLENE GLYCOL | VESSEL | PRP | MEC | MEC |  | 2010011060 | JSWPL-VJN-RMH-DYT | 2001 | B | 2001 | 2000 |  | 2019-04-01 | 2958465 |  |  | 001 | 001 |  |  | 2019-07-31 | 06090583 | 2019-07-31 | 06090583 | Day Tank | INST
R | VJ-TV-129 |  | ADDITIVE VESSEL FOR INDOFIL-850 | VESSEL | PRP | MEC | MEC |  | 2010011060 | JSWPL-VJN-RMH-DYT | 2001 | B | 2001 | 2000 |  | 2019-04-01 | 2958465 |  |  | 001 | 001 |  |  | 2019-07-31 | 06090583 | 2019-07-31 | 06090583 | Day Tank | INST
R | VJ-TV-201 |  | ADDITIVE VESSEL FOR DEG | VESSEL | PRP | MEC | MEC |  | 2010011060 | JSWPL-VJN-RMH-DYT | 2001 | B | 2001 | 2000 |  | 2019-04-01 | 2958465 |  |  | 001 | 001 |  |  | 2019-07-31 | 06090583 | 2019-07-31 | 06090583 | Day Tank | INST
N | VJ-UPS-01 |  | UPS-1 UNITRRUPTED POWER SUPPLY-1 | UPS | PRP | ELE | ELE |  | 2010011300 | JSWPL-VJN-UTL-PDS | 2001 | A | 2001 | 2000 |  | 2019-04-01 | 2958465 |  |  | 001 | 001 |  |  | 2019-07-31 | 06090583 | 2019-07-31 | 06090583 | Power Distribution System | INST
N | VJ-UPS-02 |  | UPS-2 UNITRRUPTED POWER SUPPLY-2 | UPS | PRP | ELE | ELE |  | 2010011300 | JSWPL-VJN-UTL-PDS | 2001 | A | 2001 | 2000 |  | 2019-04-01 | 2958465 |  |  | 001 | 001 |  |  | 2019-07-31 | 06090583 | 2019-07-31 | 06090583 | Power Distribution System | INST
W | VJ-UTILITY-PDB |  | UTILITY PDB-INSTRUMENTATION | DCPDB | UTY | INS | INS |  | 2010011370 | JSWPL-VJN-UTL-PDS | 2001 | A | 2001 | 2000 |  | 2019-06-01 | 2958465 |  |  | 001 | 001 |  |  | 2020-06-17 | 06090583 | 2020-06-17 | 06090583 | Power Distribution System | INST
N | VJ-UV-101A |  | ONLINE UV UNIT - PROCESSING PLANT | DETECTOR | PRP | ELE | ELE |  | 2010011290 | JSWPL-VJN-RMH-PWT | 2001 | B | 2001 | 2000 |  | 2019-04-01 | 2958465 |  |  | 001 | 001 |  |  | 2019-07-31 | 06090583 | 2019-07-31 | 06090583 | Process Water | INST
N | VJ-UV-101B |  | ONLINE UV UNIT - PROCESSING PLANT | DETECTOR | PRP | ELE | ELE |  | 2010011290 | JSWPL-VJN-RMH-PWT | 2001 | B | 2001 | 2000 |  | 2019-04-01 | 2958465 |  |  | 001 | 001 |  |  | 2019-07-31 | 06090583 | 2019-07-31 | 06090583 | Process Water | INST
N | VJ-UV-102A |  | ONLINE UV UNIT - RM SECTION | DETECTOR | RSI | ELE | ELE |  | 2010011290 | JSWPL-VJN-RMH-PWT | 2001 | B | 2001 | 2000 |  | 2019-04-01 | 2958465 |  |  | 001 | 001 |  |  | 2019-07-31 | 06090583 | 2019-07-31 | 06090583 | Process Water | INST
N | VJ-UV-102B |  | ONLINE UV UNIT - RM SECTION | DETECTOR | RSI | ELE | ELE |  | 2010011290 | JSWPL-VJN-RMH-PWT | 2001 | B | 2001 | 2000 |  | 2019-04-01 | 2958465 |  |  | 001 | 001 |  |  | 2019-07-31 | 06090583 | 2019-07-31 | 06090583 | Process Water | INST
R | VJ-V-101 |  | BATCH VESSEL FOR YSTRAL | VESSEL | PRP | MEC | MEC |  | 2010011170 | JSWPL-VJN-PRC-DIS | 2001 | B | 2001 | 2000 |  | 2019-04-01 | 2958465 |  |  | 001 | 001 |  |  | 2019-07-31 | 06090583 | 2019-07-31 | 06090583 | Dispersion section | INST
R | VJ-V-102 |  | BATCH VESSEL FOR YSTRAL | VESSEL | PRP | MEC | MEC |  | 2010011170 | JSWPL-VJN-PRC-DIS | 2001 | B | 2001 | 2000 |  | 2019-04-01 | 2958465 |  |  | 001 | 001 |  |  | 2019-07-31 | 06090583 | 2019-07-31 | 06090583 | Dispersion section | INST
R | VJ-V-103 |  | BATCH VESSEL FOR YSTRAL | VESSEL | PRP | MEC | MEC |  | 2010011170 | JSWPL-VJN-PRC-DIS | 2001 | B | 2001 | 2000 |  | 2019-04-01 | 2958465 |  |  | 001 | 001 |  |  | 2019-07-31 | 06090583 | 2019-07-31 | 06090583 | Dispersion section | INST
R | VJ-V-104 |  | BATCH VESSEL FOR YSTRAL | VESSEL | PRP | MEC | MEC |  | 2010011170 | JSWPL-VJN-PRC-DIS | 2001 | B | 2001 | 2000 |  | 2019-04-01 | 2958465 |  |  | 001 | 001 |  |  | 2019-07-31 | 06090583 | 2019-07-31 | 06090583 | Dispersion section | INST
R | VJ-V-105 |  | BATCH VESSEL FOR 10 KL TSD-101 | VESSEL | PRP | MEC | MEC |  | 2010011170 | JSWPL-VJN-PRC-DIS | 2001 | B | 2001 | 2000 |  | 2019-04-01 | 2958465 |  |  | 001 | 001 |  |  | 2019-07-31 | 06090583 | 2019-07-31 | 06090583 | Dispersion section | INST
R | VJ-V-106 |  | BATCH VESSEL FOR 10 KL TSD-101 | VESSEL | PRP | MEC | MEC |  | 2010011170 | JSWPL-VJN-PRC-DIS | 2001 | B | 2001 | 2000 |  | 2019-04-01 | 2958465 |  |  | 001 | 001 |  |  | 2019-07-31 | 06090583 | 2019-07-31 | 06090583 | Dispersion section | INST
R | VJ-V-108 |  | BATCH VESSEL FOR 10 KL TSD-102 | VESSEL | PRP | MEC | MEC |  | 2010011170 | JSWPL-VJN-PRC-DIS | 2001 | B | 2001 | 2000 |  | 2019-04-01 | 2958465 |  |  | 001 | 001 |  |  | 2019-07-31 | 06090583 | 2019-07-31 | 06090583 | Dispersion section | INST
R | VJ-V-109 |  | BATCH VESSEL FOR 10 KL TSD-102 | VESSEL | PRP | MEC | MEC |  | 2010011170 | JSWPL-VJN-PRC-DIS | 2001 | B | 2001 | 2000 |  | 2019-04-01 | 2958465 |  |  | 001 | 001 |  |  | 2019-07-31 | 06090583 | 2019-07-31 | 06090583 | Dispersion section | INST
R | VJ-V-111 |  | BATCH VESSEL FOR 5 KL TSD-103 | VESSEL | PRP | MEC | MEC |  | 2010011170 | JSWPL-VJN-PRC-DIS | 2001 | B | 2001 | 2000 |  | 2019-04-01 | 2958465 |  |  | 001 | 001 |  |  | 2019-07-31 | 06090583 | 2019-07-31 | 06090583 | Dispersion section | INST
R | VJ-V-112 |  | BATCH VESSEL FOR 5 KL TSD-103 | VESSEL | PRP | MEC | MEC |  | 2010011170 | JSWPL-VJN-PRC-DIS | 2001 | B | 2001 | 2000 |  | 2019-04-01 | 2958465 |  |  | 001 | 001 |  |  | 2019-07-31 | 06090583 | 2019-07-31 | 06090583 | Dispersion section | INST
R | VJ-V-114 |  | BATCH VESSEL FOR 5 KL TSD-104 | VESSEL | PRP | MEC | MEC |  | 2010011170 | JSWPL-VJN-PRC-DIS | 2001 | B | 2001 | 2000 |  | 2019-04-01 | 2958465 |  |  | 001 | 001 |  |  | 2019-07-31 | 06090583 | 2019-07-31 | 06090583 | Dispersion section | INST
R | VJ-V-115 |  | BATCH VESSEL FOR 5 KL TSD-104 | VESSEL | PRP | MEC | MEC |  | 2010011170 | JSWPL-VJN-PRC-DIS | 2001 | B | 2001 | 2000 |  | 2019-04-01 | 2958465 |  |  | 001 | 001 |  |  | 2019-07-31 | 06090583 | 2019-07-31 | 06090583 | Dispersion section | INST
R | VJ-V-117 |  | BATCH VESSEL FOR 3 KL TSD-105 | VESSEL | PRP | MEC | MEC |  | 2010011170 | JSWPL-VJN-PRC-DIS | 2001 | B | 2001 | 2000 |  | 2019-04-01 | 2958465 |  |  | 001 | 001 |  |  | 2019-07-31 | 06090583 | 2019-07-31 | 06090583 | Dispersion section | INST
R | VJ-V-118 |  | BATCH VESSEL FOR 3 KL TSD-105 | VESSEL | PRP | MEC | MEC |  | 2010011170 | JSWPL-VJN-PRC-DIS | 2001 | B | 2001 | 2000 |  | 2019-04-01 | 2958465 |  |  | 001 | 001 |  |  | 2019-07-31 | 06090583 | 2019-07-31 | 06090583 | Dispersion section | INST
N | VJ-VFD-MCC-01 |  | VFD PANEL FOR BLENDER PUMPS & LOBE PUMPS | PANEL | PRP | ELE | ELE |  | 2010011250 | JSWPL-VJN-UTL-PDS | 2001 | B | 2001 | 2000 |  | 2019-04-01 | 2958465 |  |  | 001 | 001 |  |  | 2019-07-31 | 06090583 | 2019-07-31 | 06090583 | Power Distribution System | INST
R | VJ-WB-01 |  | WEIGH BRIDGE - RM GATE | WEIGH BRDG |  | MEC | MEC |  | 2010011230 |  | 2001 | B | 2001 | 2000 |  | 2019-04-01 | 2958465 |  |  | 001 | 001 |  |  | 2019-07-31 | 06090583 | 2019-07-31 | 06090583 |  | AVLB
R | VJ-WB-02 |  | WEIGH BRIDGE - FG GATE | WEIGH BRDG |  | MEC | MEC |  | 2010011230 |  | 2001 | B | 2001 | 2000 |  | 2019-04-01 | 2958465 |  |  | 001 | 001 |  |  | 2019-07-31 | 06090583 | 2019-07-31 | 06090583 |  | AVLB
W | VJ-WE-S-01 |  | LOADCELL OF SILO-01 | LOAD CELL | RSI | INS | INS |  | 2010011310 | JSWPL-VJN-RMH | 2001 | A | 2001 | 2000 |  | 2019-08-01 | 2958465 |  |  | 001 | 001 |  |  | 2023-03-20 | ACCPMSUP02 | 2023-03-20 | ACCPMSUP02 | RM Handling | INST
W | VJ-WE-S-02 |  | LOADCELL OF SILO-02 | LOAD CELL | RSI | INS | INS |  | 2010011310 | JSWPL-VJN-RMH | 2001 | A | 2001 | 2000 |  | 2019-08-01 | 2958465 |  |  | 001 | 001 |  |  | 2023-03-20 | ACCPMSUP02 | 2023-03-20 | ACCPMSUP02 | RM Handling | INST
W | VJ-WE-S-03 |  | LOADCELL OF SILO-03 | LOAD CELL | RSI | INS | INS |  | 2010011310 | JSWPL-VJN-RMH | 2001 | A | 2001 | 2000 |  | 2019-08-01 | 2958465 |  |  | 001 | 001 |  |  | 2023-03-20 | ACCPMSUP02 | 2023-03-20 | ACCPMSUP02 | RM Handling | INST
W | VJ-WE-S-04 |  | LOADCELL OF SILO-04 | LOAD CELL | RSI | INS | INS |  | 2010011310 | JSWPL-VJN-RMH | 2001 | A | 2001 | 2000 |  | 2019-08-01 | 2958465 |  |  | 001 | 001 |  |  | 2023-03-20 | ACCPMSUP02 | 2023-03-20 | ACCPMSUP02 | RM Handling | INST
W | VJ-WE-S-05 |  | LOADCELL OF SILO-05 | LOAD CELL | RSI | INS | INS |  | 2010011310 | JSWPL-VJN-RMH | 2001 | A | 2001 | 2000 |  | 2019-08-01 | 2958465 |  |  | 001 | 001 |  |  | 2023-03-20 | ACCPMSUP02 | 2023-03-20 | ACCPMSUP02 | RM Handling | INST
W | VJ-WE-S-06 |  | LOADCELL OF SILO-06 | LOAD CELL | RSI | INS | INS |  | 2010011310 | JSWPL-VJN-RMH | 2001 | A | 2001 | 2000 |  | 2019-08-01 | 2958465 |  |  | 001 | 001 |  |  | 2023-03-20 | ACCPMSUP02 | 2023-03-20 | ACCPMSUP02 | RM Handling | INST
W | VJ-WE-S-07 |  | LOADCELL OF SILO-07 | LOAD CELL | RSI | INS | INS |  | 2010011310 | JSWPL-VJN-RMH | 2001 | A | 2001 | 2000 |  | 2019-08-01 | 2958465 |  |  | 001 | 001 |  |  | 2023-03-20 | ACCPMSUP02 | 2023-03-20 | ACCPMSUP02 | RM Handling | INST
W | VJ-WE-S-08 |  | LOADCELL OF SILO-08 | LOAD CELL | RSI | INS | INS |  | 2010011310 | JSWPL-VJN-RMH | 2001 | A | 2001 | 2000 |  | 2019-08-01 | 2958465 |  |  | 001 | 001 |  |  | 2023-03-20 | ACCPMSUP02 | 2023-03-20 | ACCPMSUP02 | RM Handling | INST
W | VJ-WE-S-09 |  | LOADCELL OF SILO-09 | LOAD CELL | RSI | INS | INS |  | 2010011310 | JSWPL-VJN-RMH | 2001 | A | 2001 | 2000 |  | 2019-08-01 | 2958465 |  |  | 001 | 001 |  |  | 2023-03-20 | ACCPMSUP02 | 2023-03-20 | ACCPMSUP02 | RM Handling | INST
W | VJ-WE-S-10 |  | LOADCELL OF SILO-10 | LOAD CELL | RSI | INS | INS |  | 2010011310 | JSWPL-VJN-RMH | 2001 | A | 2001 | 2000 |  | 2019-08-01 | 2958465 |  |  | 001 | 001 |  |  | 2023-03-20 | ACCPMSUP02 | 2023-03-20 | ACCPMSUP02 | RM Handling | INST
W | VJ-WE-S-11 |  | LOADCELL OF SILO-11 | LOAD CELL | RSI | INS | INS |  | 2010011310 | JSWPL-VJN-RMH | 2001 | A | 2001 | 2000 |  | 2019-08-01 | 2958465 |  |  | 001 | 001 |  |  | 2023-03-20 | ACCPMSUP02 | 2023-03-20 | ACCPMSUP02 | RM Handling | INST
W | VJ-WE-S-12 |  | LOADCELL OF SILO-12 | LOAD CELL | RSI | INS | INS |  | 2010011310 | JSWPL-VJN-RMH | 2001 | A | 2001 | 2000 |  | 2019-08-01 | 2958465 |  |  | 001 | 001 |  |  | 2023-03-20 | ACCPMSUP02 | 2023-03-20 | ACCPMSUP02 | RM Handling | INST
W | VJ-WE-S-13 |  | LOADCELL OF SILO-13 | LOAD CELL | RSI | INS | INS |  | 2010011310 | JSWPL-VJN-RMH | 2001 | A | 2001 | 2000 |  | 2019-08-01 | 2958465 |  |  | 001 | 001 |  |  | 2023-03-20 | ACCPMSUP02 | 2023-03-20 | ACCPMSUP02 | RM Handling | INST
W | VJ-WE-S-14 |  | LOADCELL OF SILO-14 | LOAD CELL | RSI | INS | INS |  | 2010011310 | JSWPL-VJN-RMH | 2001 | A | 2001 | 2000 |  | 2019-08-01 | 2958465 |  |  | 001 | 001 |  |  | 2023-03-20 | ACCPMSUP02 | 2023-03-20 | ACCPMSUP02 | RM Handling | INST
W | VJ-WE-S-15 |  | LOADCELL OF SILO-15 | LOAD CELL | RSI | INS | INS |  | 2010011310 | JSWPL-VJN-RMH | 2001 | A | 2001 | 2000 |  | 2019-08-01 | 2958465 |  |  | 001 | 001 |  |  | 2023-03-20 | ACCPMSUP02 | 2023-03-20 | ACCPMSUP02 | RM Handling | INST
W | VJ-WE-S-16 |  | LOADCELL OF SILO-16 | LOAD CELL | RSI | INS | INS |  | 2010011310 | JSWPL-VJN-RMH | 2001 | A | 2001 | 2000 |  | 2019-08-01 | 2958465 |  |  | 001 | 001 |  |  | 2023-03-20 | ACCPMSUP02 | 2023-03-20 | ACCPMSUP02 | RM Handling | INST
W | VJ-WE-S-17 |  | LOADCELL OF SILO-17 | LOAD CELL | RSI | INS | INS |  | 2010011310 | JSWPL-VJN-RMH | 2001 | A | 2001 | 2000 |  | 2019-08-01 | 2958465 |  |  | 001 | 001 |  |  | 2023-03-20 | ACCPMSUP02 | 2023-03-20 | ACCPMSUP02 | RM Handling | INST
W | VJ-WE-S-18 |  | LOADCELL OF SILO-18 | LOAD CELL | RSI | INS | INS |  | 2010011310 | JSWPL-VJN-RMH | 2001 | A | 2001 | 2000 |  | 2019-08-01 | 2958465 |  |  | 001 | 001 |  |  | 2023-03-20 | ACCPMSUP02 | 2023-03-20 | ACCPMSUP02 | RM Handling | INST
W | VJ-WE-S-19 |  | LOADCELL OF SILO-19 | LOAD CELL | RSI | INS | INS |  | 2010011310 | JSWPL-VJN-RMH | 2001 | A | 2001 | 2000 |  | 2019-08-01 | 2958465 |  |  | 001 | 001 |  |  | 2023-03-20 | ACCPMSUP02 | 2023-03-20 | ACCPMSUP02 | RM Handling | INST
W | VJ-WE-S-20 |  | LOADCELL OF SILO-20 | LOAD CELL | RSI | INS | INS |  | 2010011310 | JSWPL-VJN-RMH | 2001 | A | 2001 | 2000 |  | 2019-08-01 | 2958465 |  |  | 001 | 001 |  |  | 2023-03-20 | ACCPMSUP02 | 2023-03-20 | ACCPMSUP02 | RM Handling | INST
W | VJ-WE-S-21 |  | LOADCELL OF SILO-21 | LOAD CELL | RSI | INS | INS |  | 2010011310 | JSWPL-VJN-RMH | 2001 | A | 2001 | 2000 |  | 2019-08-01 | 2958465 |  |  | 001 | 001 |  |  | 2023-03-20 | ACCPMSUP02 | 2023-03-20 | ACCPMSUP02 | RM Handling | INST
W | VJ-WE-S-22 |  | LOADCELL OF SILO-22 | LOAD CELL | RSI | INS | INS |  | 2010011310 | JSWPL-VJN-RMH | 2001 | A | 2001 | 2000 |  | 2019-08-01 | 2958465 |  |  | 001 | 001 |  |  | 2023-03-20 | ACCPMSUP02 | 2023-03-20 | ACCPMSUP02 | RM Handling | INST
W | VJ-WE-WH01 |  | LOADCELL OF WH-01 | LOAD CELL | RSI | INS | INS |  | 2010011310 | JSWPL-VJN-RMH | 2001 | A | 2001 | 2000 |  | 2019-08-01 | 2958465 |  |  | 001 | 001 |  |  | 2023-03-20 | ACCPMSUP02 | 2023-03-20 | ACCPMSUP02 | RM Handling | INST
W | VJ-WE-WH02 |  | LOADCELL OF WH-02 | LOAD CELL | RSI | INS | INS |  | 2010011310 | JSWPL-VJN-RMH | 2001 | A | 2001 | 2000 |  | 2019-08-01 | 2958465 |  |  | 001 | 001 |  |  | 2023-03-20 | ACCPMSUP02 | 2023-03-20 | ACCPMSUP02 | RM Handling | INST
W | VJ-WE-WH03 |  | LOADCELL OF WH-03 | LOAD CELL | RSI | INS | INS |  | 2010011310 | JSWPL-VJN-RMH | 2001 | A | 2001 | 2000 |  | 2019-08-01 | 2958465 |  |  | 001 | 001 |  |  | 2023-03-20 | ACCPMSUP02 | 2023-03-20 | ACCPMSUP02 | RM Handling | INST
W | VJ-WE-WH04 |  | LOADCELL OF WH-04 | LOAD CELL | RSI | INS | INS |  | 2010011310 | JSWPL-VJN-RMH | 2001 | A | 2001 | 2000 |  | 2019-08-01 | 2958465 |  |  | 001 | 001 |  |  | 2023-03-20 | ACCPMSUP02 | 2023-03-20 | ACCPMSUP02 | RM Handling | INST
W | VJ-WE-WH05 |  | LOADCELL OF WH-05 | LOAD CELL | RSI | INS | INS |  | 2010011310 | JSWPL-VJN-RMH | 2001 | A | 2001 | 2000 |  | 2019-08-01 | 2958465 |  |  | 001 | 001 |  |  | 2023-03-20 | ACCPMSUP02 | 2023-03-20 | ACCPMSUP02 | RM Handling | INST
W | VJ-WE-WH06 |  | LOADCELL OF WH-06 | LOAD CELL | RSI | INS | INS |  | 2010011310 | JSWPL-VJN-RMH | 2001 | A | 2001 | 2000 |  | 2019-08-01 | 2958465 |  |  | 001 | 001 |  |  | 2023-03-20 | ACCPMSUP02 | 2023-03-20 | ACCPMSUP02 | RM Handling | INST
R | VJ-WH-01 |  | WEIGH HOPPER | HOPPER | RSI | MEC | MEC |  | 2010011060 | JSWPL-VJN-RMH-SIL | 2001 | B | 2001 | 2000 |  | 2019-04-01 | 2958465 |  |  | 001 | 001 |  |  | 2019-07-31 | 06090583 | 2019-07-31 | 06090583 | Silo section | INST
R | VJ-WH-02 |  | WEIGH HOPPER | HOPPER | RSI | MEC | MEC |  | 2010011060 | JSWPL-VJN-RMH-SIL | 2001 | B | 2001 | 2000 |  | 2019-04-01 | 2958465 |  |  | 001 | 001 |  |  | 2019-07-31 | 06090583 | 2019-07-31 | 06090583 | Silo section | INST
R | VJ-WH-03 |  | WEIGH HOPPER | HOPPER | RSI | MEC | MEC |  | 2010011060 | JSWPL-VJN-RMH-SIL | 2001 | B | 2001 | 2000 |  | 2019-04-01 | 2958465 |  |  | 001 | 001 |  |  | 2019-07-31 | 06090583 | 2019-07-31 | 06090583 | Silo section | INST
R | VJ-WH-04 |  | WEIGH HOPPER | HOPPER | RSI | MEC | MEC |  | 2010011060 | JSWPL-VJN-RMH-SIL | 2001 | B | 2001 | 2000 |  | 2019-04-01 | 2958465 |  |  | 001 | 001 |  |  | 2019-07-31 | 06090583 | 2019-07-31 | 06090583 | Silo section | INST
R | VJ-WH-05 |  | WEIGH HOPPER FOR ATEX | HOPPER | RSI | MEC | MEC |  | 2010011060 | JSWPL-VJN-RMH-RMG-ATX | 2001 | B | 2001 | 2000 |  | 2019-04-01 | 2958465 |  |  | 001 | 001 |  |  | 2019-07-31 | 06090583 | 2019-07-31 | 06090583 | Atex System & Medium component handling | INST
R | VJ-WH-06 |  | WEIGH HOPPER FOR ATEX | HOPPER | RSI | MEC | MEC |  | 2010011060 | JSWPL-VJN-RMH-RMG-ATX | 2001 | B | 2001 | 2000 |  | 2019-04-01 | 2958465 |  |  | 001 | 001 |  |  | 2019-07-31 | 06090583 | 2019-07-31 | 06090583 | Atex System & Medium component handling | INST
R | VJ-WH-07 |  | WEIGH HOPPER FOR MEDIUM COMPONENT | HOPPER | PRP | MEC | MEC |  | 2010011060 | JSWPL-VJN-RMH-RMG-ATX | 2001 | B | 2001 | 2000 |  | 2019-04-01 | 2958465 |  |  | 001 | 001 |  |  | 2019-07-31 | 06090583 | 2019-07-31 | 06090583 | Atex System & Medium component handling | INST
R | VJ-WH-08 |  | WEIGH HOPPER FOR MEDIUM COMPONENT | HOPPER | PRP | MEC | MEC |  | 2010011060 | JSWPL-VJN-RMH-RMG-ATX | 2001 | B | 2001 | 2000 |  | 2019-04-01 | 2958465 |  |  | 001 | 001 |  |  | 2019-07-31 | 06090583 | 2019-07-31 | 06090583 | Atex System & Medium component handling | INST
W | VJ-WIT-BL-109 |  | LOAD CELL BLENDER-109 | LOAD CELL | PRP | INS | INS |  | 2010011250 | JSWPL-VJN-PRC-BLE | 2001 | A | 2001 | 2000 |  | 2025-01-15 | 2958465 |  |  | 001 | 001 |  |  | 2025-01-21 | ACCPMSUP05 | 2025-01-21 | ACCPMSUP05 | Blender Section | INST
W | VJ-WIT-BL-110 |  | LOAD CELL BLENDER-110 | LOAD CELL | PRP | INS | INS |  | 2010011250 | JSWPL-VJN-PRC-BLE | 2001 | A | 2001 | 2000 |  | 2025-01-15 | 2958465 |  |  | 001 | 001 |  |  | 2025-01-21 | ACCPMSUP05 | 2025-01-21 | ACCPMSUP05 | Blender Section | INST
W | VJ-WIT-BL-111 |  | LOAD CELL BLENDER-111 | LOAD CELL | PRP | INS | INS |  | 2010011250 | JSWPL-VJN-PRC-BLE | 2001 | A | 2001 | 2000 |  | 2025-01-15 | 2958465 |  |  | 001 | 001 |  |  | 2025-01-21 | ACCPMSUP05 | 2025-01-21 | ACCPMSUP05 | Blender Section | INST
W | VJ-WIT-BL-112 |  | LOAD CELL BLENDER-112 | LOAD CELL | PRP | INS | INS |  | 2010011250 | JSWPL-VJN-PRC-BLE | 2001 | A | 2001 | 2000 |  | 2025-01-15 | 2958465 |  |  | 001 | 001 |  |  | 2025-01-21 | ACCPMSUP05 | 2025-01-21 | ACCPMSUP05 | Blender Section | INST
W | VJ-WIT-BL-115 |  | LOAD CELL BLENDER-115 | LOAD CELL | PRP | INS | INS |  | 2010011250 | JSWPL-VJN-PRC-BLE | 2001 | A | 2001 | 2000 |  | 2025-01-15 | 2958465 |  |  | 001 | 001 |  |  | 2025-01-21 | ACCPMSUP05 | 2025-01-21 | ACCPMSUP05 | Blender Section | INST
W | VJ-WIT-BL-116 |  | LOAD CELL BLENDER-116 | LOAD CELL | PRP | INS | INS |  | 2010011250 | JSWPL-VJN-PRC-BLE | 2001 | A | 2001 | 2000 |  | 2025-01-15 | 2958465 |  |  | 001 | 001 |  |  | 2025-01-21 | ACCPMSUP05 | 2025-01-21 | ACCPMSUP05 | Blender Section | INST
W | VJ-WIT-BL-117 |  | LOAD CELL BLENDER-117 | LOAD CELL | PRP | INS | INS |  | 2010011250 | JSWPL-VJN-PRC-BLE | 2001 | A | 2001 | 2000 |  | 2025-01-15 | 2958465 |  |  | 001 | 001 |  |  | 2025-01-21 | ACCPMSUP05 | 2025-01-21 | ACCPMSUP05 | Blender Section | INST
W | VJ-WIT-BL-118 |  | LOAD CELL BLENDER-118 | LOAD CELL | PRP | INS | INS |  | 2010011250 | JSWPL-VJN-PRC-BLE | 2001 | A | 2001 | 2000 |  | 2025-01-15 | 2958465 |  |  | 001 | 001 |  |  | 2025-01-21 | ACCPMSUP05 | 2025-01-21 | ACCPMSUP05 | Blender Section | INST
W | VJ-WIT-BT-101 |  | LOAD CELL OF BT-101 | LOAD CELL | PRP | INS | INS |  | 2010011370 | JSWPL-VJN-PRC-DIS | 2001 | A | 2001 | 2000 |  | 2024-01-01 | 2958465 |  |  | 001 | 001 |  |  | 2024-09-16 | ACCPMSUP06 | 2024-09-16 | ACCPMSUP06 | Dispersion section | INST
W | VJ-WIT-BT-102 |  | LOAD CELL OF BT-102 | LOAD CELL | PRP | INS | INS |  | 2010011370 | JSWPL-VJN-PRC-DIS | 2001 | A | 2001 | 2000 |  | 2024-01-01 | 2958465 |  |  | 001 | 001 |  |  | 2024-09-16 | ACCPMSUP06 | 2024-09-16 | ACCPMSUP06 | Dispersion section | INST
W | VJ-WIT-BT-104 |  | LOAD CELL OF BT-104 | LOAD CELL | PRP | INS | INS |  | 2010011370 | JSWPL-VJN-PRC-DIS | 2001 | A | 2001 | 2000 |  | 2024-01-01 | 2958465 |  |  | 001 | 001 |  |  | 2024-09-16 | ACCPMSUP06 | 2024-09-16 | ACCPMSUP06 | Dispersion section | INST
W | VJ-WIT-BT-105 |  | LOAD CELL OF BT-105 | LOAD CELL | PRP | INS | INS |  | 2010011370 | JSWPL-VJN-PRC-DIS | 2001 | A | 2001 | 2000 |  | 2024-01-01 | 2958465 |  |  | 001 | 001 |  |  | 2024-09-16 | ACCPMSUP06 | 2024-09-16 | ACCPMSUP06 | Dispersion section | INST
W | VJ-WIT-HSD-01-V1 |  | LOAD CELL OF HSD-01-V1 | LOAD CELL | PRP | INS | INS |  | 2010011370 | JSWPL-VJN-PRC-DIS | 2001 | A | 2001 | 2000 |  | 2024-01-01 | 2958465 |  |  | 001 | 001 |  |  | 2024-09-16 | ACCPMSUP06 | 2024-09-16 | ACCPMSUP06 | Dispersion section | INST
W | VJ-WIT-HSD-01-V2 |  | LOAD CELL OF HSD-01-V2 | LOAD CELL | PRP | INS | INS |  | 2010011370 | JSWPL-VJN-PRC-DIS | 2001 | A | 2001 | 2000 |  | 2024-01-01 | 2958465 |  |  | 001 | 001 |  |  | 2024-09-16 | ACCPMSUP06 | 2024-09-16 | ACCPMSUP06 | Dispersion section | INST
W | VJ-WIT-HSD-02-V1 |  | LOAD CELL OF HSD-02-V1 | LOAD CELL | PRP | INS | INS |  | 2010011370 | JSWPL-VJN-PRC-DIS | 2001 | A | 2001 | 2000 |  | 2024-01-01 | 2958465 |  |  | 001 | 001 |  |  | 2024-09-16 | ACCPMSUP06 | 2024-09-16 | ACCPMSUP06 | Dispersion section | INST
W | VJ-WIT-HSD-02-V2 |  | LOAD CELL OF HSD-02-V2 | LOAD CELL | PRP | INS | INS |  | 2010011370 | JSWPL-VJN-PRC-DIS | 2001 | A | 2001 | 2000 |  | 2024-01-01 | 2958465 |  |  | 001 | 001 |  |  | 2024-09-16 | ACCPMSUP06 | 2024-09-16 | ACCPMSUP06 | Dispersion section | INST
W | VJ-WIT-MIX-101 |  | LOAD CELL OF MIX-101 | LOAD CELL | PRP | INS | INS |  | 2010011370 | JSWPL-VJN-PRC-DIS | 2001 | A | 2001 | 2000 |  | 2024-01-01 | 2958465 |  |  | 001 | 001 |  |  | 2024-09-16 | ACCPMSUP06 | 2024-09-16 | ACCPMSUP06 | Dispersion section | INST
W | VJ-WIT-MIX-102 |  | LOAD CELL OF MIX-102 | LOAD CELL | PRP | INS | INS |  | 2010011370 | JSWPL-VJN-PRC-DIS | 2001 | A | 2001 | 2000 |  | 2024-01-01 | 2958465 |  |  | 001 | 001 |  |  | 2024-09-16 | ACCPMSUP06 | 2024-09-16 | ACCPMSUP06 | Dispersion section | INST
W | VJ-WIT-MIX-103 |  | LOAD CELL OF MIX-103 | LOAD CELL | PRP | INS | INS |  | 2010011370 | JSWPL-VJN-PRC-DIS | 2001 | A | 2001 | 2000 |  | 2024-01-01 | 2958465 |  |  | 001 | 001 |  |  | 2024-09-16 | ACCPMSUP06 | 2024-09-16 | ACCPMSUP06 | Dispersion section | INST
W | VJ-WIT-MIX-104 |  | LOAD CELL OF MIX-104 | LOAD CELL | PRP | INS | INS |  | 2010011370 | JSWPL-VJN-PRC-DIS | 2001 | A | 2001 | 2000 |  | 2024-01-01 | 2958465 |  |  | 001 | 001 |  |  | 2024-09-16 | ACCPMSUP06 | 2024-09-16 | ACCPMSUP06 | Dispersion section | INST
W | VJ-WIT-MIX-105 |  | LOAD CELL OF MIX-105 | LOAD CELL | PRP | INS | INS |  | 2010011370 | JSWPL-VJN-PRC-DIS | 2001 | A | 2001 | 2000 |  | 2024-01-01 | 2958465 |  |  | 001 | 001 |  |  | 2024-09-16 | ACCPMSUP06 | 2024-09-16 | ACCPMSUP06 | Dispersion section | INST
W | VJ-WIT-MIX-106 |  | LOAD CELL OF MIX-106 | LOAD CELL | PRP | INS | INS |  | 2010011370 | JSWPL-VJN-PRC-DIS | 2001 | A | 2001 | 2000 |  | 2024-01-01 | 2958465 |  |  | 001 | 001 |  |  | 2024-09-16 | ACCPMSUP06 | 2024-09-16 | ACCPMSUP06 | Dispersion section | INST
W | VJ-WIT-MIX-107 |  | LOAD CELL OF MIX-107 | LOAD CELL | PRP | INS | INS |  | 2010011370 | JSWPL-VJN-PRC-DIS | 2001 | A | 2001 | 2000 |  | 2024-01-01 | 2958465 |  |  | 001 | 001 |  |  | 2024-09-16 | ACCPMSUP06 | 2024-09-16 | ACCPMSUP06 | Dispersion section | INST
W | VJ-WIT-MIX-108 |  | LOAD CELL OF MIX-108 | LOAD CELL | PRP | INS | INS |  | 2010011370 | JSWPL-VJN-PRC-DIS | 2001 | A | 2001 | 2000 |  | 2024-01-01 | 2958465 |  |  | 001 | 001 |  |  | 2024-09-16 | ACCPMSUP06 | 2024-09-16 | ACCPMSUP06 | Dispersion section | INST
W | VJ-WIT-MIX-109 |  | LOAD CELL OF MIX-109 | LOAD CELL | PRP | INS | INS |  | 2010011370 | JSWPL-VJN-PRC-DIS | 2001 | A | 2001 | 2000 |  | 2024-01-01 | 2958465 |  |  | 001 | 001 |  |  | 2024-09-16 | ACCPMSUP06 | 2024-09-16 | ACCPMSUP06 | Dispersion section | INST
W | VJ-WIT-MIX-110 |  | LOAD CELL OF MIX-110 | LOAD CELL | PRP | INS | INS |  | 2010011370 | JSWPL-VJN-PRC-DIS | 2001 | A | 2001 | 2000 |  | 2024-01-01 | 2958465 |  |  | 001 | 001 |  |  | 2024-09-16 | ACCPMSUP06 | 2024-09-16 | ACCPMSUP06 | Dispersion section | INST
W | VJ-WIT-OHM-101 |  | LOAD CELL OF OHM-101 | LOAD CELL | PRP | INS | INS |  | 2010011370 | JSWPL-VJN-PRC-DIS | 2001 | A | 2001 | 2000 |  | 2024-01-01 | 2958465 |  |  | 001 | 001 |  |  | 2024-09-16 | ACCPMSUP06 | 2024-09-16 | ACCPMSUP06 | Dispersion section | INST
W | VJ-WIT-OHM-102 |  | LOAD CELL OF OHM-102 | LOAD CELL | PRP | INS | INS |  | 2010011370 | JSWPL-VJN-PRC-DIS | 2001 | A | 2001 | 2000 |  | 2024-01-01 | 2958465 |  |  | 001 | 001 |  |  | 2024-09-16 | ACCPMSUP06 | 2024-09-16 | ACCPMSUP06 | Dispersion section | INST
W | VJ-WIT-OHM-103 |  | LOAD CELL OF OHM-103 | LOAD CELL | PRP | INS | INS |  | 2010011370 | JSWPL-VJN-PRC-DIS | 2001 | A | 2001 | 2000 |  | 2024-01-01 | 2958465 |  |  | 001 | 001 |  |  | 2024-09-16 | ACCPMSUP06 | 2024-09-16 | ACCPMSUP06 | Dispersion section | INST
W | VJ-WIT-OHM-104 |  | LOAD CELL OF OHM-104 | LOAD CELL | PRP | INS | INS |  | 2010011370 | JSWPL-VJN-PRC-DIS | 2001 | A | 2001 | 2000 |  | 2024-01-01 | 2958465 |  |  | 001 | 001 |  |  | 2024-09-16 | ACCPMSUP06 | 2024-09-16 | ACCPMSUP06 | Dispersion section | INST
W | VJ-WIT-OHM-105 |  | LOAD CELL OF OHM-105 | LOAD CELL | PRP | INS | INS |  | 2010011370 | JSWPL-VJN-PRC-DIS | 2001 | A | 2001 | 2000 |  | 2024-01-01 | 2958465 |  |  | 001 | 001 |  |  | 2024-09-16 | ACCPMSUP06 | 2024-09-16 | ACCPMSUP06 | Dispersion section | INST
W | VJ-WIT-OHM-106 |  | LOAD CELL OF OHM-106 | LOAD CELL | PRP | INS | INS |  | 2010011370 | JSWPL-VJN-PRC-DIS | 2001 | A | 2001 | 2000 |  | 2024-01-01 | 2958465 |  |  | 001 | 001 |  |  | 2024-09-16 | ACCPMSUP06 | 2024-09-16 | ACCPMSUP06 | Dispersion section | INST
W | VJ-WIT-TSD-1000L |  | LOADCELL OF TSD-1000L | LOAD CELL | PRP | INS | INS |  | 2010011370 | JSWPL-VJN-PRC-DIS | 2001 | C | 2001 | 2000 |  | 2019-08-01 | 2958465 |  |  | 001 | 001 |  |  | 2023-03-20 | ACCPMSUP02 | 2023-03-20 | ACCPMSUP02 | Dispersion section | INST
W | VJ-WIT-TSD-100L |  | LOADCELL OF TSD-100L | LOAD CELL | PRP | INS | INS |  | 2010011370 | JSWPL-VJN-PRC-DIS | 2001 | C | 2001 | 2000 |  | 2019-08-01 | 2958465 |  |  | 001 | 001 |  |  | 2023-03-20 | ACCPMSUP02 | 2023-03-20 | ACCPMSUP02 | Dispersion section | INST
W | VJ-WIT-TSD-101 |  | LOADCELL OF TSD-101 | LOAD CELL | PRP | INS | INS |  | 2010011370 | JSWPL-VJN-PRC-DIS | 2001 | A | 2001 | 2000 |  | 2019-08-01 | 2958465 |  |  | 001 | 001 |  |  | 2023-03-20 | ACCPMSUP02 | 2023-03-20 | ACCPMSUP02 | Dispersion section | INST
W | VJ-WIT-TSD-102 |  | LOADCELL OF TSD-102 | LOAD CELL | PRP | INS | INS |  | 2010011370 | JSWPL-VJN-PRC-DIS | 2001 | A | 2001 | 2000 |  | 2019-08-01 | 2958465 |  |  | 001 | 001 |  |  | 2023-03-20 | ACCPMSUP02 | 2023-03-20 | ACCPMSUP02 | Dispersion section | INST
W | VJ-WIT-TSD-103 |  | LOADCELL OF TSD-103 | LOAD CELL | PRP | INS | INS |  | 2010011370 | JSWPL-VJN-PRC-DIS | 2001 | A | 2001 | 2000 |  | 2019-08-01 | 2958465 |  |  | 001 | 001 |  |  | 2023-03-20 | ACCPMSUP02 | 2023-03-20 | ACCPMSUP02 | Dispersion section | INST
W | VJ-WIT-TSD-104 |  | LOADCELL OF TSD-104 | LOAD CELL | PRP | INS | INS |  | 2010011370 | JSWPL-VJN-PRC-DIS | 2001 | A | 2001 | 2000 |  | 2019-08-01 | 2958465 |  |  | 001 | 001 |  |  | 2023-03-20 | ACCPMSUP02 | 2023-03-20 | ACCPMSUP02 | Dispersion section | INST
W | VJ-WIT-TSD-105 |  | LOADCELL OF TSD-105 | LOAD CELL | PRP | INS | INS |  | 2010011370 | JSWPL-VJN-PRC-DIS | 2001 | A | 2001 | 2000 |  | 2019-08-01 | 2958465 |  |  | 001 | 001 |  |  | 2023-03-20 | ACCPMSUP02 | 2023-03-20 | ACCPMSUP02 | Dispersion section | INST
W | VJ-WIT-TSD-25L |  | LOADCELL OF TSD-25L | LOAD CELL | PRP | INS | INS |  | 2010011370 | JSWPL-VJN-PRC-DIS | 2001 | C | 2001 | 2000 |  | 2019-08-01 | 2958465 |  |  | 001 | 001 |  |  | 2023-03-20 | ACCPMSUP02 | 2023-03-20 | ACCPMSUP02 | Dispersion section | INST
W | VJ-WIT-Y-010 |  | LOADCELL OF Y-010 | LOAD CELL | PRP | INS | INS |  | 2010011370 | JSWPL-VJN-PRC-DIS | 2001 | C | 2001 | 2000 |  | 2019-08-01 | 2958465 |  |  | 001 | 001 |  |  | 2023-03-20 | ACCPMSUP02 | 2023-03-20 | ACCPMSUP02 | Dispersion section | INST
W | VJ-WIT-Y-011 |  | LOADCELL OF Y-011 | LOAD CELL | PRP | INS | INS |  | 2010011370 | JSWPL-VJN-PRC-DIS | 2001 | C | 2001 | 2000 |  | 2019-08-01 | 2958465 |  |  | 001 | 001 |  |  | 2023-03-20 | ACCPMSUP02 | 2023-03-20 | ACCPMSUP02 | Dispersion section | INST
W | VJ-WS-T155 |  | LOADCELL OF T155 | LOAD CELL | PRP | INS | INS |  | 2010011370 | JSWPL-VJN-PRC-DIS | 2001 | A | 2001 | 2000 |  | 2019-08-01 | 2958465 |  |  | 001 | 001 |  |  | 2023-03-20 | ACCPMSUP02 | 2023-03-20 | ACCPMSUP02 | Dispersion section | INST
W | VJ-WS-T156 |  | LOADCELL OF T156 | LOAD CELL | PRP | INS | INS |  | 2010011370 | JSWPL-VJN-PRC-DIS | 2001 | A | 2001 | 2000 |  | 2019-08-01 | 2958465 |  |  | 001 | 001 |  |  | 2023-03-20 | ACCPMSUP02 | 2023-03-20 | ACCPMSUP02 | Dispersion section | INST
W | VJ-WS-T173A |  | LOADCELL OF T173A | LOAD CELL | PRP | INS | INS |  | 2010011370 | JSWPL-VJN-PRC-DIS | 2001 | A | 2001 | 2000 |  | 2019-08-01 | 2958465 |  |  | 001 | 001 |  |  | 2023-03-20 | ACCPMSUP02 | 2023-03-20 | ACCPMSUP02 | Dispersion section | INST
W | VJ-WS-T173B |  | LOADCELL OF T173B | LOAD CELL | PRP | INS | INS |  | 2010011370 | JSWPL-VJN-PRC-DIS | 2001 | A | 2001 | 2000 |  | 2019-08-01 | 2958465 |  |  | 001 | 001 |  |  | 2023-03-20 | ACCPMSUP02 | 2023-03-20 | ACCPMSUP02 | Dispersion section | INST
W | VJ-WS-T181 |  | LOADCELL OF T181 | LOAD CELL | PRP | INS | INS |  | 2010011370 | JSWPL-VJN-PRC-DIS | 2001 | A | 2001 | 2000 |  | 2019-08-01 | 2958465 |  |  | 001 | 001 |  |  | 2023-03-20 | ACCPMSUP02 | 2023-03-20 | ACCPMSUP02 | Dispersion section | INST
W | VJ-WS-T182 |  | LOADCELL OF T182 | LOAD CELL | PRP | INS | INS |  | 2010011370 | JSWPL-VJN-PRC-DIS | 2001 | A | 2001 | 2000 |  | 2019-08-01 | 2958465 |  |  | 001 | 001 |  |  | 2023-03-20 | ACCPMSUP02 | 2023-03-20 | ACCPMSUP02 | Dispersion section | INST
W | VJ-WS-T3110 |  | LOADCELL OF T3110 | LOAD CELL | PRP | INS | INS |  | 2010011370 | JSWPL-VJN-PRC-DIS | 2001 | A | 2001 | 2000 |  | 2019-08-01 | 2958465 |  |  | 001 | 001 |  |  | 2023-03-20 | ACCPMSUP02 | 2023-03-20 | ACCPMSUP02 | Dispersion section | INST
W | VJ-WS-T3120 |  | LOADCELL OF T3120 | LOAD CELL | PRP | INS | INS |  | 2010011370 | JSWPL-VJN-PRC-DIS | 2001 | A | 2001 | 2000 |  | 2019-08-01 | 2958465 |  |  | 001 | 001 |  |  | 2023-03-20 | ACCPMSUP02 | 2023-03-20 | ACCPMSUP02 | Dispersion section | INST
W | VJ-WS-T3130 |  | LOADCELL OF T3130 | LOAD CELL | PRP | INS | INS |  | 2010011370 | JSWPL-VJN-PRC-DIS | 2001 | A | 2001 | 2000 |  | 2019-08-01 | 2958465 |  |  | 001 | 001 |  |  | 2023-03-20 | ACCPMSUP02 | 2023-03-20 | ACCPMSUP02 | Dispersion section | INST
W | VJ-WS-T3140 |  | LOADCELL OF T3140 | LOAD CELL | PRP | INS | INS |  | 2010011370 | JSWPL-VJN-PRC-DIS | 2001 | A | 2001 | 2000 |  | 2019-08-01 | 2958465 |  |  | 001 | 001 |  |  | 2023-03-20 | ACCPMSUP02 | 2023-03-20 | ACCPMSUP02 | Dispersion section | INST
W | VJ-WS-T3150 |  | LOADCELL OF T3150 | LOAD CELL | PRP | INS | INS |  | 2010011370 | JSWPL-VJN-PRC-DIS | 2001 | A | 2001 | 2000 |  | 2019-08-01 | 2958465 |  |  | 001 | 001 |  |  | 2023-03-20 | ACCPMSUP02 | 2023-03-20 | ACCPMSUP02 | Dispersion section | INST
W | VJ-WT-BL-101 |  | LOAD CELL OF BL-101 | LOAD CELL | PRP | INS | INS |  | 2010011250 | JSWPL-VJN-PRC-BLE | 2001 | A | 2001 | 2000 |  | 2019-06-01 | 2958465 |  |  | 001 | 001 |  |  | 2020-06-17 | 06090583 | 2020-06-17 | 06090583 | Blender Section | INST
W | VJ-WT-BL-102 |  | LOAD CELL OF BL-102 | LOAD CELL | PRP | INS | INS |  | 2010011250 | JSWPL-VJN-PRC-BLE | 2001 | A | 2001 | 2000 |  | 2019-06-01 | 2958465 |  |  | 001 | 001 |  |  | 2020-06-17 | 06090583 | 2020-06-17 | 06090583 | Blender Section | INST
W | VJ-WT-BL-103 |  | LOAD CELL OF BL-103 | LOAD CELL | PRP | INS | INS |  | 2010011250 | JSWPL-VJN-PRC-BLE | 2001 | A | 2001 | 2000 |  | 2019-06-01 | 2958465 |  |  | 001 | 001 |  |  | 2020-06-17 | 06090583 | 2020-06-17 | 06090583 | Blender Section | INST
W | VJ-WT-BL-104 |  | LOAD CELL OF BL-104 | LOAD CELL | PRP | INS | INS |  | 2010011250 | JSWPL-VJN-PRC-BLE | 2001 | A | 2001 | 2000 |  | 2019-06-01 | 2958465 |  |  | 001 | 001 |  |  | 2020-06-17 | 06090583 | 2020-06-17 | 06090583 | Blender Section | INST
W | VJ-WT-BL-105 |  | LOAD CELL OF BL-105 | LOAD CELL | PRP | INS | INS |  | 2010011250 | JSWPL-VJN-PRC-BLE | 2001 | A | 2001 | 2000 |  | 2019-06-01 | 2958465 |  |  | 001 | 001 |  |  | 2020-06-17 | 06090583 | 2020-06-17 | 06090583 | Blender Section | INST
W | VJ-WT-BL-106 |  | LOAD CELL OF BL-106 | LOAD CELL | PRP | INS | INS |  | 2010011250 | JSWPL-VJN-PRC-BLE | 2001 | A | 2001 | 2000 |  | 2019-06-01 | 2958465 |  |  | 001 | 001 |  |  | 2020-06-17 | 06090583 | 2020-06-17 | 06090583 | Blender Section | INST
W | VJ-WT-BL-107 |  | LOAD CELL OF BL-107 | LOAD CELL | PRP | INS | INS |  | 2010011250 | JSWPL-VJN-PRC-BLE | 2001 | A | 2001 | 2000 |  | 2019-06-01 | 2958465 |  |  | 001 | 001 |  |  | 2020-06-17 | 06090583 | 2020-06-17 | 06090583 | Blender Section | INST
W | VJ-WT-BL-108 |  | LOAD CELL OF BL-108 | LOAD CELL | PRP | INS | INS |  | 2010011250 | JSWPL-VJN-PRC-BLE | 2001 | A | 2001 | 2000 |  | 2019-06-01 | 2958465 |  |  | 001 | 001 |  |  | 2020-06-17 | 06090583 | 2020-06-17 | 06090583 | Blender Section | INST
W | VJ-WT-BL-119 |  | LOAD CELL OF BL-109 | LOAD CELL | PRP | INS | INS |  | 2010011250 | JSWPL-VJN-PRC-BLE | 2001 | A | 2001 | 2000 |  | 2019-06-01 | 2958465 |  |  | 001 | 001 |  |  | 2020-06-17 | 06090583 | 2020-06-17 | 06090583 | Blender Section | INST
W | VJ-WT-BL-120 |  | LOAD CELL OF BL-110 | LOAD CELL | PRP | INS | INS |  | 2010011250 | JSWPL-VJN-PRC-BLE | 2001 | A | 2001 | 2000 |  | 2019-06-01 | 2958465 |  |  | 001 | 001 |  |  | 2020-06-17 | 06090583 | 2020-06-17 | 06090583 | Blender Section | INST
W | VJ-WT-BL-121 |  | LOAD CELL OF BL-111 | LOAD CELL | PRP | INS | INS |  | 2010011250 | JSWPL-VJN-PRC-BLE | 2001 | A | 2001 | 2000 |  | 2019-06-01 | 2958465 |  |  | 001 | 001 |  |  | 2020-06-17 | 06090583 | 2020-06-17 | 06090583 | Blender Section | INST
W | VJ-WT-BL-122 |  | LOAD CELL OF BL-112 | LOAD CELL | PRP | INS | INS |  | 2010011250 | JSWPL-VJN-PRC-BLE | 2001 | A | 2001 | 2000 |  | 2019-06-01 | 2958465 |  |  | 001 | 001 |  |  | 2020-06-17 | 06090583 | 2020-06-17 | 06090583 | Blender Section | INST
W | VJ-WT-BL-123 |  | LOAD CELL OF BL-113 | LOAD CELL | PRP | INS | INS |  | 2010011250 | JSWPL-VJN-PRC-BLE | 2001 | A | 2001 | 2000 |  | 2019-06-01 | 2958465 |  |  | 001 | 001 |  |  | 2020-06-17 | 06090583 | 2020-06-17 | 06090583 | Blender Section | INST
W | VJ-WT-BL-124 |  | LOAD CELL OF BL-114 | LOAD CELL | PRP | INS | INS |  | 2010011250 | JSWPL-VJN-PRC-BLE | 2001 | A | 2001 | 2000 |  | 2019-06-01 | 2958465 |  |  | 001 | 001 |  |  | 2020-06-17 | 06090583 | 2020-06-17 | 06090583 | Blender Section | INST
W | VJ-WT-BL-125 |  | LOAD CELL OF BL-115 | LOAD CELL | PRP | INS | INS |  | 2010011250 | JSWPL-VJN-PRC-BLE | 2001 | A | 2001 | 2000 |  | 2019-06-01 | 2958465 |  |  | 001 | 001 |  |  | 2020-06-17 | 06090583 | 2020-06-17 | 06090583 | Blender Section | INST
W | VJ-WT-BL-126 |  | LOAD CELL OF BL-116 | LOAD CELL | PRP | INS | INS |  | 2010011250 | JSWPL-VJN-PRC-BLE | 2001 | A | 2001 | 2000 |  | 2019-06-01 | 2958465 |  |  | 001 | 001 |  |  | 2020-06-17 | 06090583 | 2020-06-17 | 06090583 | Blender Section | INST
W | VJ-WT-BL-127 |  | LOAD CELL OF BL-117 | LOAD CELL | PRP | INS | INS |  | 2010011250 | JSWPL-VJN-PRC-BLE | 2001 | A | 2001 | 2000 |  | 2019-06-01 | 2958465 |  |  | 001 | 001 |  |  | 2020-06-17 | 06090583 | 2020-06-17 | 06090583 | Blender Section | INST
W | VJ-WT-BL-128 |  | LOAD CELL OF BL-118 | LOAD CELL | PRP | INS | INS |  | 2010011250 | JSWPL-VJN-PRC-BLE | 2001 | A | 2001 | 2000 |  | 2019-06-01 | 2958465 |  |  | 001 | 001 |  |  | 2020-06-17 | 06090583 | 2020-06-17 | 06090583 | Blender Section | INST
W | VJ-WT-BL-129 |  | LOAD CELL OF BL-119 | LOAD CELL | PRP | INS | INS |  | 2010011250 | JSWPL-VJN-PRC-BLE | 2001 | A | 2001 | 2000 |  | 2019-06-01 | 2958465 |  |  | 001 | 001 |  |  | 2020-06-17 | 06090583 | 2020-06-17 | 06090583 | Blender Section | INST
W | VJ-WT-BL-130 |  | LOAD CELL OF BL-120 | LOAD CELL | PRP | INS | INS |  | 2010011250 | JSWPL-VJN-PRC-BLE | 2001 | A | 2001 | 2000 |  | 2019-06-01 | 2958465 |  |  | 001 | 001 |  |  | 2020-06-17 | 06090583 | 2020-06-17 | 06090583 | Blender Section | INST
W | VJ-WT-MCH1 |  | LOAD CELL OF MCH1 | LOAD CELL | PRP | INS | INS |  | 2010011370 | JSWPL-VJN-PRC-DIS | 2001 | A | 2001 | 2000 |  | 2024-01-01 | 2958465 |  |  | 001 | 001 |  |  | 2024-09-16 | ACCPMSUP06 | 2024-09-16 | ACCPMSUP06 | Dispersion section | INST
W | VJ-WT-MCH2 |  | LOAD CELL OF MCH2 | LOAD CELL | PRP | INS | INS |  | 2010011370 | JSWPL-VJN-PRC-DIS | 2001 | A | 2001 | 2000 |  | 2024-01-01 | 2958465 |  |  | 001 | 001 |  |  | 2024-09-16 | ACCPMSUP06 | 2024-09-16 | ACCPMSUP06 | Dispersion section | INST
W | VJ-WT-MCH3 |  | LOAD CELL OF MCH3 | LOAD CELL | PRP | INS | INS |  | 2010011370 | JSWPL-VJN-PRC-DIS | 2001 | A | 2001 | 2000 |  | 2024-01-01 | 2958465 |  |  | 001 | 001 |  |  | 2024-09-16 | ACCPMSUP06 | 2024-09-16 | ACCPMSUP06 | Dispersion section | INST
W | VJ-WT-MCH4 |  | LOAD CELL OF MCH4 | LOAD CELL | PRP | INS | INS |  | 2010011370 | JSWPL-VJN-PRC-DIS | 2001 | A | 2001 | 2000 |  | 2024-01-01 | 2958465 |  |  | 001 | 001 |  |  | 2024-09-16 | ACCPMSUP06 | 2024-09-16 | ACCPMSUP06 | Dispersion section | INST
W | VJ-WT-MCH5 |  | LOAD CELL OF MCH5 | LOAD CELL | PRP | INS | INS |  | 2010011370 | JSWPL-VJN-PRC-DIS | 2001 | A | 2001 | 2000 |  | 2024-01-01 | 2958465 |  |  | 001 | 001 |  |  | 2024-09-16 | ACCPMSUP06 | 2024-09-16 | ACCPMSUP06 | Dispersion section | INST
W | VJ-WT-MCH6 |  | LOAD CELL OF MCH6 | LOAD CELL | PRP | INS | INS |  | 2010011370 | JSWPL-VJN-PRC-DIS | 2001 | A | 2001 | 2000 |  | 2024-01-01 | 2958465 |  |  | 001 | 001 |  |  | 2024-09-16 | ACCPMSUP06 | 2024-09-16 | ACCPMSUP06 | Dispersion section | INST
W | VJ-WT-PH-01 |  | LOAD CELL OF PH01 | LOAD CELL | PRP | INS | INS |  | 2010011310 | JSWPL-VJN-PRC | 2001 | A | 2001 | 2000 |  | 2018-06-17 | 2958465 |  |  | 001 | 001 |  |  | 2020-06-17 | 06090583 | 2020-06-17 | 06090583 | Processing Block | INST
W | VJ-WT-PH-02 |  | LOAD CELL OF PH02 | LOAD CELL | PRP | INS | INS |  | 2010011310 | JSWPL-VJN-RMH-RMG-ATX | 2001 | A | 2001 | 2000 |  | 2019-06-01 | 2958465 |  |  | 001 | 001 |  |  | 2020-06-17 | 06090583 | 2020-06-17 | 06090583 | Atex System & Medium component handling | INST
W | VJ-WT-PH-03 |  | LOAD CELL OF PH03 | LOAD CELL | PRP | INS | INS |  | 2010011310 | JSWPL-VJN-PRC | 2001 | A | 2001 | 2000 |  | 2019-06-01 | 2958465 |  |  | 001 | 001 |  |  | 2020-06-17 | 06090583 | 2020-06-17 | 06090583 | Processing Block | INST
W | VJ-WT-PH-04 |  | LOAD CELL OF PH04 | LOAD CELL | PRP | INS | INS |  | 2010011310 | JSWPL-VJN-RMH-RMG-ATX | 2001 | A | 2001 | 2000 |  | 2019-06-01 | 2958465 |  |  | 001 | 001 |  |  | 2020-06-17 | 06090583 | 2020-06-17 | 06090583 | Atex System & Medium component handling | INST
W | VJ-WT-PH-05 |  | LOAD CELL OF PH05 | LOAD CELL | PRP | INS | INS |  | 2010011310 | JSWPL-VJN-PRC | 2001 | A | 2001 | 2000 |  | 2019-06-01 | 2958465 |  |  | 001 | 001 |  |  | 2020-06-17 | 06090583 | 2020-06-17 | 06090583 | Processing Block | INST
W | VJ-WT-PH-06 |  | LOAD CELL OF PH06 | LOAD CELL | PRP | INS | INS |  | 2010011310 | JSWPL-VJN-RMH-RMG-ATX | 2001 | A | 2001 | 2000 |  | 2019-06-01 | 2958465 |  |  | 001 | 001 |  |  | 2020-06-17 | 06090583 | 2020-06-17 | 06090583 | Atex System & Medium component handling | INST
W | VJ-WT-PH-07 |  | LOAD CELL OF PH07 | LOAD CELL | PRP | INS | INS |  | 2010011310 | JSWPL-VJN-PRC | 2001 | A | 2001 | 2000 |  | 2019-06-01 | 2958465 |  |  | 001 | 001 |  |  | 2020-06-17 | 06090583 | 2020-06-17 | 06090583 | Processing Block | INST
W | VJ-WT-PH-08 |  | LOAD CELL OF PH08 | LOAD CELL | PRP | INS | INS |  | 2010011310 | JSWPL-VJN-PRC | 2001 | A | 2001 | 2000 |  | 2019-06-01 | 2958465 |  |  | 001 | 001 |  |  | 2020-06-17 | 06090583 | 2020-06-17 | 06090583 | Processing Block | INST
W | VJ-WT-PH-09 |  | LOAD CELL OF PH09 | LOAD CELL | PRP | INS | INS |  | 2010011310 | JSWPL-VJN-RMH-RMG-ATX | 2001 | A | 2001 | 2000 |  | 2019-06-01 | 2958465 |  |  | 001 | 001 |  |  | 2020-06-17 | 06090583 | 2020-06-17 | 06090583 | Atex System & Medium component handling | INST
W | VJ-WT-PH-10 |  | LOAD CELL OF PH10 | LOAD CELL | PRP | INS | INS |  | 2010011310 | JSWPL-VJN-PRC | 2001 | A | 2001 | 2000 |  | 2019-06-01 | 2958465 |  |  | 001 | 001 |  |  | 2020-06-17 | 06090583 | 2020-06-17 | 06090583 | Processing Block | INST
W | VJ-WT-PH-11 |  | LOAD CELL OF PH11 | LOAD CELL | PRP | INS | INS |  | 2010011310 | JSWPL-VJN-RMH-RMG-ATX | 2001 | A | 2001 | 2000 |  | 2019-06-01 | 2958465 |  |  | 001 | 001 |  |  | 2020-06-17 | 06090583 | 2020-06-17 | 06090583 | Atex System & Medium component handling | INST
W | VJ-WT-PH-12 |  | LOAD CELL OF PH12 | LOAD CELL | PRP | INS | INS |  | 2010011310 | JSWPL-VJN-PRC | 2001 | A | 2001 | 2000 |  | 2019-06-01 | 2958465 |  |  | 001 | 001 |  |  | 2020-06-17 | 06090583 | 2020-06-17 | 06090583 | Processing Block | INST
W | VJ-WT-PH-13 |  | LOAD CELL OF PH13 | LOAD CELL | PRP | INS | INS |  | 2010011310 | JSWPL-VJN-RMH-RMG-ATX | 2001 | A | 2001 | 2000 |  | 2019-06-01 | 2958465 |  |  | 001 | 001 |  |  | 2020-06-17 | 06090583 | 2020-06-17 | 06090583 | Atex System & Medium component handling | INST
W | VJ-WT-T-153 |  | LOAD CELL OF T-153 | LOAD CELL | PRP | INS | INS |  | 2010011250 | JSWPL-VJN-PRC | 2001 | A | 2001 | 2000 |  | 2019-06-01 | 2958465 |  |  | 001 | 001 |  |  | 2020-06-17 | 06090583 | 2020-06-17 | 06090583 | Processing Block | INST
W | VJ-WT-T-154 |  | LOAD CELL OF T-154 | LOAD CELL | PRP | INS | INS |  | 2010011250 | JSWPL-VJN-PRC | 2001 | A | 2001 | 2000 |  | 2019-06-01 | 2958465 |  |  | 001 | 001 |  |  | 2020-06-17 | 06090583 | 2020-06-17 | 06090583 | Processing Block | INST
W | VJ-WT-T-155 |  | LOAD CELL OF T-155 | LOAD CELL | PRP | INS | INS |  | 2010011250 | JSWPL-VJN-PRC | 2001 | A | 2001 | 2000 |  | 2019-06-01 | 2958465 |  |  | 001 | 001 |  |  | 2020-06-17 | 06090583 | 2020-06-17 | 06090583 | Processing Block | INST
W | VJ-WT-T-156 |  | LOAD CELL OF T-156 | LOAD CELL | PRP | INS | INS |  | 2010011250 | JSWPL-VJN-PRC | 2001 | A | 2001 | 2000 |  | 2019-06-01 | 2958465 |  |  | 001 | 001 |  |  | 2020-06-17 | 06090583 | 2020-06-17 | 06090583 | Processing Block | INST
W | VJ-WT-T-171 |  | LOAD CELL OF T-171 | LOAD CELL | PRP | INS | INS |  | 2010011080 | JSWPL-VJN-PRC-WWS | 2001 | A | 2001 | 2000 |  | 2019-06-01 | 2958465 |  |  | 001 | 001 |  |  | 2020-06-17 | 06090583 | 2020-06-17 | 06090583 | Wash Water System | INST
W | VJ-WT-T-172 |  | LOAD CELL OF T-172 | LOAD CELL | PRP | INS | INS |  | 2010011080 | JSWPL-VJN-PRC-WWS | 2001 | A | 2001 | 2000 |  | 2019-06-01 | 2958465 |  |  | 001 | 001 |  |  | 2020-06-17 | 06090583 | 2020-06-17 | 06090583 | Wash Water System | INST
W | VJ-WT-T-173A |  | LOAD CELL OF T-173A | LOAD CELL | PRP | INS | INS |  | 2010011080 | JSWPL-VJN-PRC-WWS | 2001 | A | 2001 | 2000 |  | 2019-06-01 | 2958465 |  |  | 001 | 001 |  |  | 2020-06-17 | 06090583 | 2020-06-17 | 06090583 | Wash Water System | INST
W | VJ-WT-T-173B |  | LOAD CELL OF T-173B | LOAD CELL | PRP | INS | INS |  | 2010011080 | JSWPL-VJN-PRC-WWS | 2001 | A | 2001 | 2000 |  | 2019-06-01 | 2958465 |  |  | 001 | 001 |  |  | 2020-06-17 | 06090583 | 2020-06-17 | 06090583 | Wash Water System | INST
W | VJ-WT-T-174 |  | LOAD CELL OF T-174 | LOAD CELL | PRP | INS | INS |  | 2010011080 | JSWPL-VJN-PRC-WWS | 2001 | A | 2001 | 2000 |  | 2019-06-01 | 2958465 |  |  | 001 | 001 |  |  | 2020-06-17 | 06090583 | 2020-06-17 | 06090583 | Wash Water System | INST
W | VJ-WT-T-175 |  | LOAD CELL OF T-175 | LOAD CELL | PRP | INS | INS |  | 2010011080 | JSWPL-VJN-PRC-WWS | 2001 | A | 2001 | 2000 |  | 2019-06-01 | 2958465 |  |  | 001 | 001 |  |  | 2020-06-17 | 06090583 | 2020-06-17 | 06090583 | Wash Water System | INST
W | VJ-WT-T-176 |  | LOAD CELL OF T-176 | LOAD CELL | PRP | INS | INS |  | 2010011080 | JSWPL-VJN-PRC-WWS | 2001 | A | 2001 | 2000 |  | 2019-06-01 | 2958465 |  |  | 001 | 001 |  |  | 2020-06-17 | 06090583 | 2020-06-17 | 06090583 | Wash Water System | INST
W | VJ-WT-T-177 |  | LOAD CELL OF T-177 | LOAD CELL | PRP | INS | INS |  | 2010011080 | JSWPL-VJN-PRC-WWS | 2001 | A | 2001 | 2000 |  | 2019-06-01 | 2958465 |  |  | 001 | 001 |  |  | 2020-06-17 | 06090583 | 2020-06-17 | 06090583 | Wash Water System | INST
W | VJ-WT-T-178 |  | LOAD CELL OF T-178 | LOAD CELL | PRP | INS | INS |  | 2010011080 | JSWPL-VJN-PRC-WWS | 2001 | A | 2001 | 2000 |  | 2019-06-01 | 2958465 |  |  | 001 | 001 |  |  | 2020-06-17 | 06090583 | 2020-06-17 | 06090583 | Wash Water System | INST
W | VJ-WT-T-179 |  | LOAD CELL OF T-179 | LOAD CELL | PRP | INS | INS |  | 2010011080 | JSWPL-VJN-PRC-WWS | 2001 | A | 2001 | 2000 |  | 2019-06-01 | 2958465 |  |  | 001 | 001 |  |  | 2020-06-17 | 06090583 | 2020-06-17 | 06090583 | Wash Water System | INST
W | VJ-WT-T-180 |  | LOAD CELL OF T-180 | LOAD CELL | PRP | INS | INS |  | 2010011080 | JSWPL-VJN-PRC-WWS | 2001 | A | 2001 | 2000 |  | 2019-06-01 | 2958465 |  |  | 001 | 001 |  |  | 2020-06-17 | 06090583 | 2020-06-17 | 06090583 | Wash Water System | INST
W | VJ-WT-T-181 |  | LOAD CELL OF T-181 | LOAD CELL | PRP | INS | INS |  | 2010011080 | JSWPL-VJN-PRC-WWS | 2001 | A | 2001 | 2000 |  | 2019-06-01 | 2958465 |  |  | 001 | 001 |  |  | 2020-06-17 | 06090583 | 2020-06-17 | 06090583 | Wash Water System | INST
W | VJ-WT-T-182 |  | LOAD CELL OF T-182 | LOAD CELL | PRP | INS | INS |  | 2010011080 | JSWPL-VJN-PRC-WWS | 2001 | A | 2001 | 2000 |  | 2019-06-01 | 2958465 |  |  | 001 | 001 |  |  | 2020-06-17 | 06090583 | 2020-06-17 | 06090583 | Wash Water System | INST
W | VJ-WT-T-183 |  | LOAD CELL OF T-183 | LOAD CELL | PRP | INS | INS |  | 2010011080 | JSWPL-VJN-PRC-WWS | 2001 | A | 2001 | 2000 |  | 2019-06-01 | 2958465 |  |  | 001 | 001 |  |  | 2020-06-17 | 06090583 | 2020-06-17 | 06090583 | Wash Water System | INST
W | VJ-WT-T-184 |  | LOAD CELL OF T-184 | LOAD CELL | PRP | INS | INS |  | 2010011080 | JSWPL-VJN-PRC-WWS | 2001 | A | 2001 | 2000 |  | 2019-06-01 | 2958465 |  |  | 001 | 001 |  |  | 2020-06-17 | 06090583 | 2020-06-17 | 06090583 | Wash Water System | INST
W | VJ-WT-T-185 |  | LOAD CELL OF T-185 | LOAD CELL | PRP | INS | INS |  | 2010011080 | JSWPL-VJN-PRC-WWS | 2001 | A | 2001 | 2000 |  | 2019-06-01 | 2958465 |  |  | 001 | 001 |  |  | 2020-06-17 | 06090583 | 2020-06-17 | 06090583 | Wash Water System | INST
W | VJ-WT-T-186 |  | LOAD CELL OF T-186 | LOAD CELL | PRP | INS | INS |  | 2010011080 | JSWPL-VJN-PRC-WWS | 2001 | A | 2001 | 2000 |  | 2019-06-01 | 2958465 |  |  | 001 | 001 |  |  | 2020-06-17 | 06090583 | 2020-06-17 | 06090583 | Wash Water System | INST
W | VJ-WT-T-187 |  | LOAD CELL OF T-187 | LOAD CELL | PRP | INS | INS |  | 2010011080 | JSWPL-VJN-PRC-WWS | 2001 | A | 2001 | 2000 |  | 2019-06-01 | 2958465 |  |  | 001 | 001 |  |  | 2020-06-17 | 06090583 | 2020-06-17 | 06090583 | Wash Water System | INST
W | VJ-WT-T-188 |  | LOAD CELL OF T-188 | LOAD CELL | PRP | INS | INS |  | 2010011080 | JSWPL-VJN-PRC-WWS | 2001 | A | 2001 | 2000 |  | 2019-06-01 | 2958465 |  |  | 001 | 001 |  |  | 2020-06-17 | 06090583 | 2020-06-17 | 06090583 | Wash Water System | INST
W | VJ-WT-T-189 |  | LOAD CELL OF T-189 | LOAD CELL | PRP | INS | INS |  | 2010011080 | JSWPL-VJN-PRC-WWS | 2001 | A | 2001 | 2000 |  | 2019-06-01 | 2958465 |  |  | 001 | 001 |  |  | 2020-06-17 | 06090583 | 2020-06-17 | 06090583 | Wash Water System | INST
W | VJ-WT-T-190 |  | LOAD CELL OF T-190 | LOAD CELL | PRP | INS | INS |  | 2010011080 | JSWPL-VJN-PRC-WWS | 2001 | A | 2001 | 2000 |  | 2019-06-01 | 2958465 |  |  | 001 | 001 |  |  | 2020-06-17 | 06090583 | 2020-06-17 | 06090583 | Wash Water System | INST
W | VJ-WT-T-191 |  | LOAD CELL OF T-191 | LOAD CELL | PRP | INS | INS |  | 2010011080 | JSWPL-VJN-PRC-WWS | 2001 | A | 2001 | 2000 |  | 2019-06-01 | 2958465 |  |  | 001 | 001 |  |  | 2020-06-17 | 06090583 | 2020-06-17 | 06090583 | Wash Water System | INST
W | VJ-WT-T-192 |  | LOAD CELL OF T-192 | LOAD CELL | PRP | INS | INS |  | 2010011080 | JSWPL-VJN-PRC-WWS | 2001 | A | 2001 | 2000 |  | 2019-06-01 | 2958465 |  |  | 001 | 001 |  |  | 2020-06-17 | 06090583 | 2020-06-17 | 06090583 | Wash Water System | INST
W | VJ-WT-T-193 |  | LOAD CELL OF T-193 | LOAD CELL | PRP | INS | INS |  | 2010011080 | JSWPL-VJN-PRC-WWS | 2001 | A | 2001 | 2000 |  | 2019-06-01 | 2958465 |  |  | 001 | 001 |  |  | 2020-06-17 | 06090583 | 2020-06-17 | 06090583 | Wash Water System | INST
W | VJ-WT-T-194 |  | LOAD CELL OF T-194 | LOAD CELL | PRP | INS | INS |  | 2010011080 | JSWPL-VJN-PRC-WWS | 2001 | A | 2001 | 2000 |  | 2019-06-01 | 2958465 |  |  | 001 | 001 |  |  | 2020-06-17 | 06090583 | 2020-06-17 | 06090583 | Wash Water System | INST
W | VJ-WT-T-195 |  | LOAD CELL OF T-195 | LOAD CELL | PRP | INS | INS |  | 2010011080 | JSWPL-VJN-PRC-WWS | 2001 | A | 2001 | 2000 |  | 2019-06-01 | 2958465 |  |  | 001 | 001 |  |  | 2020-06-17 | 06090583 | 2020-06-17 | 06090583 | Wash Water System | INST
W | VJ-WT-T-196 |  | LOAD CELL OF T-196 | LOAD CELL | PRP | INS | INS |  | 2010011080 | JSWPL-VJN-PRC-WWS | 2001 | A | 2001 | 2000 |  | 2019-06-01 | 2958465 |  |  | 001 | 001 |  |  | 2020-06-17 | 06090583 | 2020-06-17 | 06090583 | Wash Water System | INST
W | VJ-WT-T-3110 |  | LOAD CELL OF T-3110 | LOAD CELL | PRP | INS | INS |  | 2010011080 | JSWPL-VJN-PRC | 2001 | A | 2001 | 2000 |  | 2019-06-01 | 2958465 |  |  | 001 | 001 |  |  | 2020-06-17 | 06090583 | 2020-06-17 | 06090583 | Processing Block | INST
W | VJ-WT-T-3120 |  | LOAD CELL OF T-3120 | LOAD CELL | PRP | INS | INS |  | 2010011080 | JSWPL-VJN-PRC | 2001 | A | 2001 | 2000 |  | 2019-06-01 | 2958465 |  |  | 001 | 001 |  |  | 2020-06-17 | 06090583 | 2020-06-17 | 06090583 | Processing Block | INST
W | VJ-WT-T-3130 |  | LOAD CELL OF T-3130 | LOAD CELL | PRP | INS | INS |  | 2010011080 | JSWPL-VJN-PRC | 2001 | A | 2001 | 2000 |  | 2019-06-01 | 2958465 |  |  | 001 | 001 |  |  | 2020-06-17 | 06090583 | 2020-06-17 | 06090583 | Processing Block | INST
W | VJ-WT-T-3140 |  | LOAD CELL OF T-3140 | LOAD CELL | PRP | INS | INS |  | 2010011080 | JSWPL-VJN-PRC | 2001 | A | 2001 | 2000 |  | 2019-06-01 | 2958465 |  |  | 001 | 001 |  |  | 2020-06-17 | 06090583 | 2020-06-17 | 06090583 | Processing Block | INST
W | VJ-WT-T-3150 |  | LOAD CELL OF T-3150 | LOAD CELL | PRP | INS | INS |  | 2010011080 | JSWPL-VJN-PRC | 2001 | A | 2001 | 2000 |  | 2019-06-01 | 2958465 |  |  | 001 | 001 |  |  | 2020-06-17 | 06090583 | 2020-06-17 | 06090583 | Processing Block | INST
W | VJ-WT-T133 |  | LOAD CELL OF T133 | LOAD CELL | PRP | INS | INS |  | 2010011080 | JSWPL-VJN-RMH | 2001 | B | 2001 | 2000 |  | 2024-01-01 | 2958465 |  |  | 001 | 001 |  |  | 2024-09-16 | ACCPMSUP06 | 2024-09-16 | ACCPMSUP06 | RM Handling | INST
W | VJ-WT-T134 |  | LOAD CELL OF T133 | LOAD CELL | PRP | INS | INS |  | 2010011080 | JSWPL-VJN-RMH | 2001 | B | 2001 | 2000 |  | 2024-01-01 | 2958465 |  |  | 001 | 001 |  |  | 2024-09-16 | ACCPMSUP06 | 2024-09-16 | ACCPMSUP06 | RM Handling | INST
W | VJ-WT-V-101 |  | LOAD CELL OF V-101 | LOAD CELL | PRP | INS | INS |  | 2010011310 | JSWPL-VJN-PRC-DIS | 2001 | A | 2001 | 2000 |  | 2019-08-01 | 2958465 |  |  | 001 | 001 |  |  | 2023-03-20 | ACCPMSUP02 | 2023-03-20 | ACCPMSUP02 | Dispersion section | INST
W | VJ-WT-V-102 |  | LOAD CELL OF V-102 | LOAD CELL | PRP | INS | INS |  | 2010011310 | JSWPL-VJN-PRC-DIS | 2001 | A | 2001 | 2000 |  | 2019-08-01 | 2958465 |  |  | 001 | 001 |  |  | 2023-03-20 | ACCPMSUP02 | 2023-03-20 | ACCPMSUP02 | Dispersion section | INST
W | VJ-WT-V-103 |  | LOAD CELL OF V-103 | LOAD CELL | PRP | INS | INS |  | 2010011310 | JSWPL-VJN-PRC-DIS | 2001 | A | 2001 | 2000 |  | 2019-08-01 | 2958465 |  |  | 001 | 001 |  |  | 2023-03-20 | ACCPMSUP02 | 2023-03-20 | ACCPMSUP02 | Dispersion section | INST
W | VJ-WT-V-104 |  | LOAD CELL OF V-104 | LOAD CELL | PRP | INS | INS |  | 2010011310 | JSWPL-VJN-PRC-DIS | 2001 | A | 2001 | 2000 |  | 2019-08-01 | 2958465 |  |  | 001 | 001 |  |  | 2023-03-20 | ACCPMSUP02 | 2023-03-20 | ACCPMSUP02 | Dispersion section | INST
W | VJ-WT-V-105 |  | LOAD CELL OF V-105 | LOAD CELL | PRP | INS | INS |  | 2010011310 | JSWPL-VJN-PRC-DIS | 2001 | A | 2001 | 2000 |  | 2019-08-01 | 2958465 |  |  | 001 | 001 |  |  | 2023-03-20 | ACCPMSUP02 | 2023-03-20 | ACCPMSUP02 | Dispersion section | INST
W | VJ-WT-V-106 |  | LOAD CELL OF V-106 | LOAD CELL | PRP | INS | INS |  | 2010011310 | JSWPL-VJN-PRC-DIS | 2001 | A | 2001 | 2000 |  | 2019-08-01 | 2958465 |  |  | 001 | 001 |  |  | 2023-03-20 | ACCPMSUP02 | 2023-03-20 | ACCPMSUP02 | Dispersion section | INST
W | VJ-WT-V-108 |  | LOAD CELL OF V-108 | LOAD CELL | PRP | INS | INS |  | 2010011310 | JSWPL-VJN-PRC-DIS | 2001 | A | 2001 | 2000 |  | 2019-08-01 | 2958465 |  |  | 001 | 001 |  |  | 2023-03-20 | ACCPMSUP02 | 2023-03-20 | ACCPMSUP02 | Dispersion section | INST
W | VJ-WT-V-109 |  | LOAD CELL OF V-109 | LOAD CELL | PRP | INS | INS |  | 2010011310 | JSWPL-VJN-PRC-DIS | 2001 | A | 2001 | 2000 |  | 2019-08-01 | 2958465 |  |  | 001 | 001 |  |  | 2023-03-20 | ACCPMSUP02 | 2023-03-20 | ACCPMSUP02 | Dispersion section | INST
W | VJ-WT-V-111 |  | LOAD CELL OF V-111 | LOAD CELL | PRP | INS | INS |  | 2010011310 | JSWPL-VJN-PRC-DIS | 2001 | A | 2001 | 2000 |  | 2019-08-01 | 2958465 |  |  | 001 | 001 |  |  | 2023-03-20 | ACCPMSUP02 | 2023-03-20 | ACCPMSUP02 | Dispersion section | INST
W | VJ-WT-V-112 |  | LOAD CELL OF V-112 | LOAD CELL | PRP | INS | INS |  | 2010011310 | JSWPL-VJN-PRC-DIS | 2001 | A | 2001 | 2000 |  | 2019-08-01 | 2958465 |  |  | 001 | 001 |  |  | 2023-03-20 | ACCPMSUP02 | 2023-03-20 | ACCPMSUP02 | Dispersion section | INST
W | VJ-WT-V-114 |  | LOAD CELL OF V-114 | LOAD CELL | PRP | INS | INS |  | 2010011310 | JSWPL-VJN-PRC-DIS | 2001 | A | 2001 | 2000 |  | 2019-08-01 | 2958465 |  |  | 001 | 001 |  |  | 2023-03-20 | ACCPMSUP02 | 2023-03-20 | ACCPMSUP02 | Dispersion section | INST
W | VJ-WT-V-115 |  | LOAD CELL OF V-115 | LOAD CELL | PRP | INS | INS |  | 2010011310 | JSWPL-VJN-PRC-DIS | 2001 | A | 2001 | 2000 |  | 2019-08-01 | 2958465 |  |  | 001 | 001 |  |  | 2023-03-20 | ACCPMSUP02 | 2023-03-20 | ACCPMSUP02 | Dispersion section | INST
W | VJ-WT-V-117 |  | LOAD CELL OF V-117 | LOAD CELL | PRP | INS | INS |  | 2010011310 | JSWPL-VJN-PRC-DIS | 2001 | A | 2001 | 2000 |  | 2019-08-01 | 2958465 |  |  | 001 | 001 |  |  | 2023-03-20 | ACCPMSUP02 | 2023-03-20 | ACCPMSUP02 | Dispersion section | INST
W | VJ-WT-V-118 |  | LOAD CELL OF V-118 | LOAD CELL | PRP | INS | INS |  | 2010011310 | JSWPL-VJN-PRC-DIS | 2001 | A | 2001 | 2000 |  | 2019-08-01 | 2958465 |  |  | 001 | 001 |  |  | 2023-03-20 | ACCPMSUP02 | 2023-03-20 | ACCPMSUP02 | Dispersion section | INST
W | VJ-WT-WH-07 |  | LOAD CELL OF WH-07 | LOAD CELL | PRP | INS | INS |  | 2010011080 | JSWPL-VJN-RMH-RMG-ATX | 2001 | A | 2001 | 2000 |  | 2019-06-01 | 2958465 |  |  | 001 | 001 |  |  | 2020-06-17 | 06090583 | 2020-06-17 | 06090583 | Atex System & Medium component handling | INST
W | VJ-WT-WH-08 |  | LOAD CELL OF WH-08 | LOAD CELL | PRP | INS | INS |  | 2010011080 | JSWPL-VJN-RMH-RMG-ATX | 2001 | A | 2001 | 2000 |  | 2019-06-01 | 2958465 |  |  | 001 | 001 |  |  | 2020-06-17 | 06090583 | 2020-06-17 | 06090583 | Atex System & Medium component handling | INST
R | VJ-WTP-101A |  | WATER FILTERATION UNIT | FILTER | UTY | MEC | MEC |  | 2010011220 | JSWPL-VJN-RMH-PWT | 2001 | B | 2001 | 2000 |  | 2019-04-01 | 2958465 |  |  | 001 | 001 |  |  | 2019-07-31 | 06090583 | 2019-07-31 | 06090583 | Process Water | INST
W | VJ-WTP-PANEL |  | WATER TREATMENT PANEL | PANEL | UTY | INS | INS |  | 2010011370 | JSWPL-VJN-UTL | 2001 | A | 2001 | 2000 |  | 2019-06-01 | 2958465 |  |  | 001 | 001 |  |  | 2020-06-17 | 06090583 | 2020-06-17 | 06090583 | Utility section | INST
R | VJ-X-BSM01-02 |  | BELT CONVEYOR | CONVEYOR | RSI | MEC | MEC |  | 2010011060 | JSWPL-VJN-RMH-RMG-BSM | 2001 | B | 2001 | 2000 |  | 2019-04-01 | 2958465 |  |  | 001 | 001 |  |  | 2019-07-31 | 06090583 | 2019-07-31 | 06090583 | Bag Slitting Machine | INST
R | VJ-X-SBD0101 |  | VIBRO SMALL BAG DUMP STATION | HOPPER | RSI | MEC | MEC |  | 2010011060 | JSWPL-VJN-RMH-RMG-BD1 | 2001 | B | 2001 | 2000 |  | 2019-04-01 | 2958465 |  |  | 001 | 001 |  |  | 2019-07-31 | 06090583 | 2019-07-31 | 06090583 | Bag Dumping Station 01 | INST
R | VJ-X-SBD02-01 |  | VIBRO SMALL BAG DUMP STATION | HOPPER | RSI | MEC | MEC |  | 2010011060 | JSWPL-VJN-RMH-RMG-BD2 | 2001 | B | 2001 | 2000 |  | 2019-04-01 | 2958465 |  |  | 001 | 001 |  |  | 2019-07-31 | 06090583 | 2019-07-31 | 06090583 | Bag Dumping Station 02 | INST
R | VJ-X-SBD03-01 |  | VIBRO SMALL BAG DUMP STATION | HOPPER | RSI | MEC | MEC |  | 2010011060 | JSWPL-VJN-RMH-RMG-BD3 | 2001 | B | 2001 | 2000 |  | 2019-04-01 | 2958465 |  |  | 001 | 001 |  |  | 2019-07-31 | 06090583 | 2019-07-31 | 06090583 | Bag Dumping Station 03 | INST
R | VJ-X-SBD04-01 |  | VIBRO SMALL BAG DUMP STATION | HOPPER | RSI | MEC | MEC |  | 2010011060 | JSWPL-VJN-RMH-RMG-BD3 | 2001 | B | 2001 | 2000 |  | 2019-04-01 | 2958465 |  |  | 001 | 001 |  |  | 2019-07-31 | 06090583 | 2019-07-31 | 06090583 | Bag Dumping Station 03 | INST
W | VJ-XIT-B9-101 |  | PH TRANSMITTER ETP RO ROOM | TRANSMITTR | ETP | INS | INS |  | 2010011350 | JSWPL-VJN-UTL-ETP | 2001 | B | 2001 | 2000 |  | 2024-01-01 | 2958465 |  |  | 001 | 001 |  |  | 2024-09-16 | ACCPMSUP06 | 2024-09-16 | ACCPMSUP06 | ETP | INST
W | VJ-XIT-H1-101 |  | PH TRANSMITTER ETP EQ TANK | TRANSMITTR | ETP | INS | INS |  | 2010011350 | JSWPL-VJN-UTL-ETP | 2001 | B | 2001 | 2000 |  | 2024-01-01 | 2958465 |  |  | 001 | 001 |  |  | 2024-09-16 | ACCPMSUP06 | 2024-09-16 | ACCPMSUP06 | ETP | INST
W | VJ-XIT-J2-101 |  | PH TRANSMITTER ETP RO ROOM | TRANSMITTR | ETP | INS | INS |  | 2010011350 | JSWPL-VJN-UTL-ETP | 2001 | B | 2001 | 2000 |  | 2024-01-01 | 2958465 |  |  | 001 | 001 |  |  | 2024-09-16 | ACCPMSUP06 | 2024-09-16 | ACCPMSUP06 | ETP | INST
W | VJ-XIT-J2-102 |  | PH TRANSMITTER ETP RO ROOM | TRANSMITTR | ETP | INS | INS |  | 2010011350 | JSWPL-VJN-UTL-ETP | 2001 | B | 2001 | 2000 |  | 2024-01-01 | 2958465 |  |  | 001 | 001 |  |  | 2024-09-16 | ACCPMSUP06 | 2024-09-16 | ACCPMSUP06 | ETP | INST
R | VJ-Y-101A |  | YSTRAL - A | MIXER | PRP | MEC | MEC |  | 2010011170 | JSWPL-VJN-PRC-DIS | 2001 | B | 2001 | 2000 |  | 2019-06-24 | 2958465 |  |  | 001 | 001 |  |  | 2019-07-30 | 06090583 | 2019-07-30 | 06090583 | Dispersion section | INST
R | VJ-Y-101B |  | YSTRAL - B | MIXER | PRP | MEC | MEC |  | 2010011170 | JSWPL-VJN-PRC-DIS | 2001 | B | 2001 | 2000 |  | 2019-06-24 | 2958465 |  |  | 001 | 001 |  |  | 2019-07-30 | 06090583 | 2019-07-30 | 06090583 | Dispersion section | INST
W | VJ-YSTRAL-HMI |  | HMI OF INLINE DISPERSER | HMI | PRP | INS | INS |  | 2010011370 | JSWPL-VJN-PRC-DIS | 2001 | A | 2001 | 2000 |  | 2019-08-01 | 2958465 |  |  | 001 | 001 |  |  | 2023-03-20 | ACCPMSUP02 | 2023-03-20 | ACCPMSUP02 | Dispersion section | INST
W | VJ-Z-101A |  | PACKING MATERIAL -Z-CONVEYOR | CONVEYOR | PRP | INS | INS |  | 2010011060 | JSWPL-VJN-PMH | 2001 | B | 2001 | 2000 |  | 2019-04-01 | 2958465 |  |  | 001 | 001 |  |  | 2019-07-31 | 06090583 | 2019-07-31 | 06090583 | Packing Material Handling | INST
W | VJ-Z-102A |  | PACKING MATERIAL -Z-CONVEYOR | CONVEYOR | PRP | INS | INS |  | 2010011060 | JSWPL-VJN-PMH | 2001 | B | 2001 | 2000 |  | 2019-04-01 | 2958465 |  |  | 001 | 001 |  |  | 2019-07-31 | 06090583 | 2019-07-31 | 06090583 | Packing Material Handling | INST